## Sheet1
Count of Type of fuel (%) | Column Labels
Row Labels | BFB | Boiler | CCGT | CFB | DBB | DBB - other | DF Engine | Engine | Gas turbine | GasB | GB | Liquid B | NA | OCGT | PCFB | SG Engine | WBB | Grand Total
AT |  |  | 4 | 1 | [5 empty] | 7 | [6 empty] | 1 | 13
BE |  |  | 5 | [6 empty] | 5 |  |  |  | 2 |  |  | 3 | 15
CZ | 2 |  |  | 4 | 4 |  |  |  |  | 4 |  |  | 1 |  | 3 |  | 1 | 19
DE |  | 1 | 15 | 3 | 26 |  |  |  |  | 24 | 3 | 3 | 1 | 10 |  | 1 | 4 | 91
DK |  |  | 1 |  | 1 | [5 empty] | 1 | 1 |  |  |  |  | 4 | 8
EE | 1 | [8 empty] | 3 |  |  | 1 |  |  | 1 | 1 | 7
EL |  |  | 6 |  | 4 |  |  | 6 |  |  |  | 1 |  | 2 |  |  |  | 19
ES | 1 |  | 10 |  | 6 |  |  |  | 1 |  | 1 | [5 empty] | 6 | 25
FI | 3 | 2 | 1 | 3 | [5 empty] | 3 |  | 2 | [5 empty] | 14
FR | 3 | 8 | 3 | 2 | 2 |  |  | 1 | 1 | 9 | 8 | 5 |  | 2 |  |  | 1 | 45
HU | [15 empty] | 2 | 2 | 4
IE | 1 |  | 3 | 1 | [7 empty] | 1 |  |  |  |  | 1 | 7
IT | 1 | 1 | 47 | 1 | 12 |  |  |  |  | 14 |  | 7 |  | 19 |  | 2 | 4 | 108
MT | [7 empty] | 4 | [9 empty] | 4
NL |  | 1 | 7 | [6 empty] | 6 | [6 empty] | 3 | 17
PL | 3 | 2 | 2 | 9 | 19 |  |  |  |  | 1 | 2 |  |  |  | 1 |  | 2 | 41
PT | 4 |  | 10 |  |  |  |  | 18 |  | 4 |  |  |  | 1 |  |  | 2 | 39
SE | 10 | 1 |  | 7 | 1 | 1 |  |  |  | 5 | 2 | 3 |  |  |  |  | 1 | 31
TU |  |  |  |  | 2 | [12 empty] | 2
UK | 1 |  | 13 | 2 | 4 |  | 1 | 3 |  | 17 | 1 | 1 |  | 5 |  |  | 4 | 52
Grand Total | 30 | 16 | 127 | 33 | 81 | 1 | 1 | 32 | 2 | 102 | 18 | 24 | 3 | 41 | 4 | 6 | 40 | 561

## Table 13.1 - European Plants
Plant code | Country | Plant name | Combustion process | Techniques (Air emissions and/or Energy efficiency) | Industrial sector | Total rated thermal input (MW) | Type of fuel (%) | Total operating time under NOC (hours) | Equivalent full load operating factor (%) | Year of commissioning the first unit
001V | AT | Voestalpine Stahl GmbH - Block 01 - Linz | CCGT | DLN - SCR + Air preheating | Iron & Steel | 165 | BF 34 - NG 33 - COG 27 - BOF 5 | 8072 | 65 | 1996
002V | AT | Voestalpine Stahl GmbH - Block 03 - Linz | GasB | LNB - SCR - Air preheating | Iron & Steel | 109 | BF 67 - COG 16 - BOF 11 - NG 6 | 7817 | 84 | 2002
003V | AT | Voestalpine Stahl GmbH - Block 04 - Linz | GasB | LNB - SCR - Air preheating | Iron & Steel | 90 | BF 65 - COG 19 - BOF 11 - NG 5 | 7132 | 80 | 1985
004V | AT | Voestalpine Stahl GmbH - Block 05 - Linz | GasB | LNB - SCR - Air preheating | Iron & Steel | 90 | BF 65 - COG 20 - BOF 11 -NG 4 | 8221 | 79 | 1985
005V | AT | Voestalpine Stahl GmbH - Block 06 - Linz | GasB | FGR - SCR - Air preheating | Iron & Steel | 223 | BF 39 - NG 28 - COG 27 - BOF 6 | 5561 | 71 | 1973
006V | AT | Voestalpine Stahl GmbH - Block 07 - Linz | GasB | FGR - Fuel staging - LNB - SCR - Air preheating | Iron & Steel | 385 | BF 62 - COG 17 - BOF 11 - NG 10 | 7162 | 87 | 2010
007V | AT | Voestalpine Stahl Donawitz GmbH & Co KG - Block 01 - Donawitz | GasB | SCR - Air and fuel preheating | Iron & Steel | 180 | BF 79 - BOF 14 - NG 7 | 8500 | 80 | 2008
008V | AT | Voestalpine Stahl Donawitz GmbH & Co KG - Block 02 - Donawitz | CCGT | DLN - SCR | Iron & Steel | 85 | NG 88 - BOF 12 | 1417 | 81 | 2001
009V | AT | Voestalpine Stahl Donawitz GmbH & Co KG - Block 03 - Donawitz | GasB | Air preheating | Iron & Steel | 80 | BF 81 - BOF 12 - NG 7 | 994 | 84 | 1986
10V | BE | Electrabel GDF Suez - Amercoeur 1 - Roux | CCGT | DLN | Power | 749 | NG 100 | 6188 | 87 | 2009
11-1V | BE | Electrabel GDF Suez - Herdersbrug GT11 - Brugge | CCGT | DLN | Power | 460 | NG 100 | 6808 | 83 | 1998
11-2V | BE | Electrabel GDF Suez - Herdersbrug GT12 - Brugge | CCGT | DLN | Power | 460 | NG 100 | 7637 | 83 | 1998
12V | BE | EDF Luminus - Gent Ringvaart - Gent | CCGT | DLN | Power | 644 | NG 100 | 7184 | 92 | 1997
13V | BE | Electrabel GDF Suez - Les Awirs 4 - Flémalle | WBB | LNB - Fuel and Air staging - ESP | Power | 285 | WB 100 | 7849 | 76 | 1968
14V | BE | Electrabel GDF Suez - Rodenhuize 4 - Desteldonk | WBB | FGR - LNB - AS - SCR - ESP | Power | 745 | WB Pellets 99 | 6500 | 75 | 1979
15V | BE | Electrabel GDF Suez - Knippegroen-Zelzate 2 - Gent | GasB | Fuel/Air staging - LNB Separate burners (BF/NG) | Iron & Steel | 750 | BF 92 - NG 8 | 8290 | 73 | 2010
16-1V | BE | EDF Luminus - OCGT31 - Gent | OCGT | DLN | Power | 150 | NG 100 | 778 | 71 | 2008
16-2V | BE | EDF Luminus - OCGT32 - Gent | OCGT | DLN | Power | 150 | NG 100 | 521 | 71 | 2008
17V | BE | E.ON - Langerlo 1 - Genk | WBB | LNB - Air staging - FGR - SCR - WFGD - ESP | Power | 1200 | Coal 92 - WBB 5 - NG 3 | 5863 | 76 | 1975
18-1V | CZ | United Energy - Teplarna Komorany - Most | BFB | Air staging - BF | Power and district heating | 748 | Lignite 98 - WBB 2 | 3608 | 12 | 1951
18-2V | CZ | United Energy - Teplarna Komorany - Most | BFB | Air staging - BF | Power and district heating | 760 | Lignite 98 - WBB 2 | 8760 | NA | 1951
19VC | CZ | Teplarna Tabor - Boiler K7 | CFB | Boiler sorbent injection - ESP | Power and district heating | 74 | Lignite 100 | 5794 | 86 | 2010
20-1V | CZ | Dalkia - Teplarna Frydek- Mistek - Boiler K1 | PCFB | Cyclone - BF | Power and district heating | 42 | Coal 93 - WBB 7 | 6636 | 77 | 1974
20-2V | CZ | Dalkia - Teplarna Frydek- Mistek - Boiler K2 | PCFB | Mechanical separator | District heating | 72 | Coal 99 - Wood 1 | 2041 | 64 | 1974
21_1V | CZ | Prazska teplarenska - Vytopna Krc K1 - Prague | GasB | LNB alone - District heating | District heating | 22 | NG 100 | 68 | 73 | 1993
21_2V | CZ | Prazska teplarenska - Vytopna Krc K4 - Prague | GasB | Recently built - LNB alone - District heating | District heating | 21 | NG 100 | 313 | 92 | 2008
21_3V | CZ | Prazska teplarenska - Vytopna Krc K5 - Prague | GasB | LNB alone - District heating | District heating | 29 | NG 100 | 630 | 70 | 2007
22_1V | CZ | Plzenska teplarenska - Plzen | PCFB | LNB - Air staging | Power and district heating | 157 | Lignite 60 - Wood 40 | 8014 | 78 | 2000
22_2V | CZ | Plzenska teplarenska - Plzen | CFB | LNB - AS | Power and district heating | 39 | Forest R 100 | 8001 | 109 | 2010
23V | CZ | CEZ - Tusimice | DBB | Air/Fuel staging - LNB - FGR - WFGD - ESP - Stack = cooling tower | Power | 890 | Lignite 100 | 7872 | 69 | 2009
24V | CZ | CEZ - Power plant Detmarovice - Ostrava | DBB | LNB - Air staging - WFGD - ESP | Power | 2180 | Coal 100 | 8628 | NA | 1975
25-1V | CZ | CEZ - FK1 - Hodonin | CFB | Air staging - FGR - Boiler sorbent injection - ESP | Power | 144 | Lignite 96 | 8167 | 81 | NA
25-2V | CZ | CEZ - FK2 - Hodonin | CFB | AS - FGR - Sorbent injection - ESP | Power | 144 | WB 99.8 | 7075 | 70 | NA
26VC | DK | Dong Energy - Avedøreværket, Plant 1 - Avedøre | WBB | LNB - SCR - WFGD - ESP - Supercritical steam | Power and district heating | 595 | Coal 94 - HFO 6 | 6131 | 89 | 1990
27VC | DK | Dong Energy - Avedøreværket, Plant 2 - Avedøre | WBB | LNB - SCR - WFGD - ESP - Supercritical steam | Power and district heating | 805 | WB Pellets 66 - NG 33 - HFO 1 | 6830 | 86 | 1982
28V | DK | Dong Energy - H.C. Ørsted Værket - København | Liquid B | LNB - Fuel choice | District heating | 110 | Gas oil 100 | 1030 | 16 | 2006
29V | DK | Dong Energy - Herning- værket - Herning | DBB | LNB - ESP | Power and district heating | 289 | WB Chips 59 - WB Pellets 24 - NG 17 | 5605 | 77 | 2008
30V | DK | Silkeborg Forsyning - Silkeborg Kraftvarmeværk - Silkeborg | CCGT | DLN + Control system | Power and district heating | 230 | NG 100 | 4702 | 97 | 1995
31V | DK | Vattenfall - Amagerværket, Plant 1 - Amager | WBB | LNB - AS - SCR - ESP - WFGD - Supercritical - CHP | Power and district heating | 355 | WB Pellets 75 - Herbaceous 25 | 6544 | 74 | 1981
33V | DK | Vattenfall - Fynsværket - plant 8 - Odense | GB | Air staging - BF - Combined WFGD and FG condenser | Power and district heating | 118 | Straw 100 | 7103 | 105 | 2010
34V | DK | Vattenfall - Nordjyllandsværket unit 3 - Aalborg | WBB | LNB - Air staging - FGR - SCR - WFGD - ESP - Supercritical steam - Double reheat | Power and district heating | 819 | Coal 100 | 8242 | 99 | 1998
39 | EE | CHP AS Sillamäe SEJ - Sillamäe | WBB | Standard burners - Multicyclones - ESP | NA | 88 | Oil shale 91 | 8760 | 40 | 1953
40 | EE | Sillamäe Caterpillar CHP - Sillamäe | SG Engine | Lean-burn alone | NA | 15 | NG 100 | 8400 | 89 | 2004
42V | FI | Kaukaan Voima Oy - Kaukaa power plant - Lappeenranta | CFB | LNB - AS - FGR - SNCR - Sorbent injection - ESP | Pulp and paper | 410 | Bark 60 - Peat 20 - Forest R 20 | 7186 | 59 | 2009
46V | FI | Porin Prosessivoima - Pori | CFB | SNCR - DSI - BF - ACI | Chemical industry | 206 | Peat 47 - WB - 25 Forest R 16 - Solid waste 8 - Coal 3 | 8261 | 86 | 1999
49V | FI | Helsingin Energia - Vuosaari B - Helsinki | CCGT | DLN alone - GT blades modification | Power and district heating | 991 | NG 100 | 8371 | 40 | 1998
54V | FI | Helsingin Energia - Lassila district heating plant, unit 1 - Helsinki | Liquid B | CHP | District heating | 132 | HFO 95 - Gas oil 5 | 83 | 78 | 1977
55V | FI | Helsingin Energia - Lassila district heating plant, unit 4 - Helsinki | GasB | HFO/gas oil mixing - District heating | District heating | 50 | NG 96 - HFO 3 - Gas oil 1 | 1163 | 79 | 1995
56V | FI | Helsingin Energia - Munkkisaari district heating plant, unit 1 - Helsinki | Liquid B | Multicyclones - Air staging - LNB | District heating | 50 | HFO 100 | 266 | 71 | 2005
61V | FR | Rhodia - unit 4 - Chalampé | Liquid B | SCR - Fuel choice | Chemical industry | 110 | Liquid process fuel 100 | 8171 | 52 | 1966
62-1V | FR | Rhodia - unit 5 - Chalampé | Boiler | SCR | Chemical industry | 180 | NG 43 | 8168 | 43 | 1972
62-2V | FR | Rhodia - unit 5 - Chalampé | Boiler | SCR | NA | 180 | Liquid process fuel 57 | 8168 | 43 | 1972
63V | FR | Rhodia - unit 6 - Chalampé | GasB | FGR alone | Chemical industry | 185 | NG 100 | 7813 | 50 | 2001
65-1V | FR | Kronenbourg - K2 - Obernai | GasB | Multi-fuel LNB | Food & Drink | 15 | NG 67 - Biogas 16 - HFO 17 | 3136 | 44 | 1974
65-2V | FR | Kronenbourg - K2 - Obernai | GasB | Multi-fuel LNB | Food & Drink | 15 | NG 66.4 - HFO 17.2 - Biogas 16.4 | 3136 | 44 | 1974
66V | FR | Smurfit/Kappa/Dalkia - Facture | BFB | Air staging - FGR - BF - Double reheat - CHP | Pulp and paper | 124 | WB 10 - Bark 40 - WB 50 | 8337.25 | 109 | 2010
67V | FR | Sobeji/Total - Lacq | GasB | LNB (FGR) - FGR | Oil refining | 88 | NG 100 | 8000 | 70 | 1959
68V | FR | Cofely - Stains | Liquid B | LNB - Multicyclones | District heating | 65 | HFO 100 | 1800 | 15 | 1975
69V | FR | CPCU/Cofely - Saint Ouen | BFB | Air staging - FGR - SNCR/ecotube, mechanical deduster, DSI - ESP with SO injection 3 | District heating | 450 | Coal coke 100 | 3500 |  | 1989
70V | FR | CPCU/Cofely - Grenelle | Liquid B | Steam injection - LNB - Fuel staging - FGR - SCR - Fuel choice - DSI - BF | District heating | 178 | HFO 100 | 736 | 116
71V | FR | EDF - Unit 2 - Vaires sur Marne | OCGT | Water injection | Power | 545 | Gas oil 100 | 313 | 82 | 2008
72V | FR | Norske Skog - Golbey | BFB | Air staging - FGR - SNCR - BF | Pulp and paper | 85 | Solid waste 100 | 8100 | 100 | 1998
73V | FR | TOTAL Petrochemicals - CS1 boiler - Carling | Boiler | LNB - Air staging | Chemical industry | 133 | Process gases 100 | 8707 | 39 | 1976
74V | FR | UEM - Chambière | CCGT | DLN alone + DCS | NA | 142 | NG 100 | 4659 | 98 | 1992
75-1V | FR | Naphtachimie - Centrale sud - Boiler4 - Lavera | Boiler | LNB - Air staging | Chemical industry | 184 | Gaseous process fuel - 27.9 - Liquid process fuel 24.7 - HFO 47.4 | 5979 | 63 | 1972
75-2V | FR | Naphtachimie - Centrale sud - Boiler5 - Lavera | Boiler | SNCR | Chemical industry | 184 | Gaseous process fuel 15.7 - Liquid process fuel 28.9 - HFO 55.1 | 8700 | 68 | 1972
77V | FR | EDF - Cordemais 4 | DBB | SCR - WFGD - ESP | Power | 1500 | Coal 98 | 5492 | 80 | 1983
78V | FR | EDF - Cordemais 4 | Liquid B | Steam injection - LNB - Air staging | Power | 2000 | HFO 100 | 1102 | 53 | 1976
81V | FR | CCIAG - La Poterne - Grenoble | CFB | Air staging - FGR - SNCR - Boiler sorbent injection - Cyclone - ESP - Double reheat | NA | 81 | Coal 66 - WBB 25 - Waste 9 | 4293 | 85 | 1993
83V | FR | CCIAG - Vaucanson - Grenoble | Liquid B | LNB - Fuel staging - Fuel choice - Multicyclones | NA | 41 | HFO 100 | 219 | 49 | 1967
85V | FR | ALFI - Air Liquide - COGENAL - Plateforme de Belle Etoile - Saint Fons | CCGT | DLN | Chemical industry | 175 | NG 100 | 3677 | 70 | 1998
86V | FR | ALFI - Air Liquide - COGENAL - Plateforme de Belle Etoile - Saint Fons | GasB | LNB | NA | 168 | NG 95 - Process gases from petrochemical 5 | 8760 | 16 | 1964
91V | FR | GIE-Osiris - Boiler1 - Roussillon | GasB | LNB - Air preheating | Chemical industry | 60 | NG 100 | 5665 | 39 | 1971
92V | FR | GIE-Osiris - Boiler3 - Roussillon | GB | Air staging - ESP | Chemical industry | 90 | Coal 100 | 7629 | 78 | 1992
93V | FR | GIE-Osiris - Boiler6 - Roussillon | GB | Air staging - ESP | Chemical industry | 52 | Coal 100 | 6119 | 56 | 1957
99V | FR | EON - Centrale Emile HUCHET - Unit4 - Saint Avold | CFB | BF | Power | 330 | Coal 100 | 3779 | 108 | 1990
100V | FR | EON - Centrale Emile HUCHET - Unit7 - Saint Avold | CCGT | DLN | Power | 750 | NG 100 | 5309 | 80 | 2010
101V | FR | EON - Centrale Emile HUCHET - Unit5 - Saint Avold | DBB | Air staging - SCR - WFGD - ESP | Power | 1510 | Coal 100 | 2905 | 94 | 1984
102V | FR | CRTgaz - Voisines | OCGT | DLE/DLN - Bleed valve on combustion air for lowering the air excess | Mechanical drive | 24 | NG 100 | 3435 | 80 | 2005
104V | DE | Energie SaarLorLux AG - GDF - HKW Römerbrücke - Saarbrücken | CCGT | DLN | NA | 165 | NG 100 | 6591 | 64 | 2005
105V | DE | Stadtwerke Bielefeld GmbH - GuD-HKW Hillegossen - Bielefeld | CCGT | DLN | Pulp and paper | 100 | NG 100 | 8284 | 87 | 2005
107V | DE | Stadtwerke Leipzig GmbH - Wittenberge-Piesteritz - Wittenberge | CFB | AS - FGR - BF | NA | 67 | Forest R 100 | 6603 | 93 | 2009
108-1V | DE | RWE Innogy Cogen GmbH - Holzheizkraftwerk Berlin - Neukölln - Berlin | GB | FGR - AS - SNCR - DSI Activated carbon - BF | NA | 53 | WB 100 (including waste wood) | 7228 | 94 | 2004
108-2V | DE | RWE Innogy Cogen GmbH - Holzheizkraftwerk Berlin - Neukölln - Berlin | GB | FGR - AS - SNCR - DSI Activated carbon - BF | NA | 53 | WB 100 (including waste wood) | 6750 | 93 | 2004
109VC | DE | Pfeifer & Langen KG - Werk Jülich Kessel 5 - Jülich | DBB | SNCR - 2 Cyclones - DSI - BF | Food & Drink | 115 | Lignite 100 | 4872 | 82 | 2004
111-1V | DE | WSW Energie & Wasser AG - HKW Barmen, Block 1 - Wuppertal | CCGT | DLN | Power and district heating | 88 | NG 100 | 6084 | 94 | 2005
111-2V | DE | WSW Energie & Wasser AG - HKW Barmen, Block 1 - Wuppertal | CCGT | DLN | Power and district heating | 88 | NG 100 | 6052 | 94 | 2005
112-1V | DE | WSW Energie & Wasser AG - HKW Barmen, Block 2 - Wuppertal | OCGT | NA | Power | 119 | Gas oil 100 | 5 | 97 | 1980
112-2V | DE | WSW Energie & Wasser AG - HKW Barmen, Block 2 - Wuppertal | OCGT | NA | Power | 119 | Gas oil 100 | 10 | 97 | 1980
114-1V | DE | Stadtwerke Düsseldorf AG - HKW Düsseldorf Lausward Block A, Fernwärmekessel 1 Düsseldorf | GasB | LNB - District heating | District heating | 64 | NG 100 | 1489 | 55 | 2000
114-2V | DE | Stadtwerke Düsseldorf AG - HKW Düsseldorf Lausward Block A, Fernwärmekessel 2 - Düsseldorf | GasB | LNB - District heating | District heating | 64 | NG 100 | 1317 | 49 | 2000
114-3V | DE | Stadtwerke Düsseldorf AG - HKW Düsseldorf Lausward Block B, Fernwärmekessel 1 Düsseldorf | GasB | LNB - District heating | District heating | 64 | NG 100 | 1561 | 51 | 2004
115V | DE | E.ON Kraftwerke GmbH - Heizwerk FWK Westerholt - Gelsenkirchen | Liquid B | LNB | District heating | 140 | Gas oil 100 | NA | NA | 2004
116VC | DE | RWE Power AG - Kraftwerk Niederaußem - Bergheim | DBB | LNB - Air staging - WFGD - ESP- Supercritical steam | Power | 2306 | Lignite 100 | 6973 | 80 | 2003
117- 1VC | DE | Vattenfall Europe Generation AG - Kraftwerk Lippendorf, Block R - Böhlen | DBB | LNB - Air staging - WFGD - ESP - Supercritical steam | Power and district heating | 2465 | Lignite 97 - Waste 3 | 8306 | 81 | 2001
117- 2VC | DE | Vattenfall Europe Generation AG - Kraftwerk Lippendorf, Block S - Böhlen | DBB | LNB - Air staging - WFGD - ESP - Supercritical steam | Power and district heating | 2465 | Lignite 97 - Waste 3 | 7921 | 81 | 2001
119-1V | DE | E.ON Kraftwerke GmbH - Kraftwerk Irsching, Block 5 - GT51 - Vohburg | CCGT | DLN | Power | 1424 | NG 100 | 6430 | 75 | NA
119-2V | DE | E.ON Kraftwerke GmbH - Kraftwerk Irsching, Block 5 - GT52 - Vohburg | CCGT | DLN | Power | 1424 | NG 100 | 6430 | 75 | NA
121V | DE | RWE Power AG - Kraftwerk Ibbenbüren, Block B - Ibbenbüren | WBB | LNB - Air staging - SCR - WFGD - ESP | Power | 2100 | Coal 96 - Waste 1 | 7958 | 84 | 1985
122aVC | DE | Steag GmbH - Kraftwerk Voerde, Block A - Voerde | DBB | LNB - SCR - WFGD - ESP | Power | 1870 | Coal 100 | 6342 | 78 | 1982
122bVC | DE | Steag GmbH - Kraftwerk Voerde, Block B - Voerde | DBB | LNB - SCR - WFGD - ESP | Power | 1870 | Coal 100 | 6395 | 78 | 1985
123V | DE | E.ON Kraftwerke GmbH - Kraftwerk Staudinger Block 5 - Großkrotzenburg | DBB | LNB - Air staging - SCR - WFGD - ESP | Power and district heating | 1370 | Coal 99.9 - Waste 0.1 | 7034 | 73 | 1992
124bVC | DE | E.ON Kraftwerke GmbH - Kraftwerk Scholven, Block B - Gelsenkirchen | DBB | LNB - Air staging - SCR - WFGD - ESP | Power and district heating | 990 | Coal 99 | 6463 | 80 | 1968
124fVC | DE | E.ON Kraftwerke GmbH - Kraftwerk Scholven, Block F - Gelsenkirchen | DBB | LNB - Air staging - SCR - WFGD - ESP | Power | 1860 | Coal 99 | 4346 | 78 | 1985
125V | DE | N.prior Energy GmbH - PN Biomasseheizkraftwerk Papenburg GmbH & Co. KG - Papenburg | CFB | LNB - AS - FGR - DSI Activated carbon - cyclones - BF | Power | 65 | WB 99.8 | 7857 | 99 | 2003
127- 1VC | DE | Vattenfall Europe Generation AG - Kraftwerk Schwarze Pumpe Block A - Spremberg | DBB | LNB - Air staging - WFGD - ESP - Supercritical steam | Power and district heating | 2100 | Lignite 98 - Waste 2 | 8145 | 91 | 1998
127- 2VC | DE | Vattenfall Europe Generation AG - Kraftwerk Schwarze Pumpe Block B - Spremberg | DBB | LNB - Air staging - WFGD - ESP - Supercritical steam | Power and district heating | 2100 | Lignite 98.5 - Waste 1.5 | 6312 | 91 | 1998
128- 1VC | DE | Vattenfall Europe Generation AG - Kraftwerk Jänschwalde A - Peitz | DBB | LNB - Air staging - WFGD - ESP | Power and district heating | 1524 | Lignite 97 - Waste 3 | 6561 | 83 | 1981
128- 2VC | DE | Vattenfall Europe Generation AG - Kraftwerk Jänschwalde B - Peitz | DBB | LNB - Air staging - WFGD - ESP | Power and district heating | 1524 | Lignite 97 - Waste 3 | 7736 | 83 | 1982
128- 3VC | DE | Vattenfall Europe Generation AG - Kraftwerk Jänschwalde C - Peitz | DBB | LNB - Air staging - WFGD - ESP | Power and district heating | 1524 | Lignite 98 - Waste 2 | 8587 | 84 | 1983
128- 4VC | DE | Vattenfall Europe Generation AG - Kraftwerk Jänschwalde D - Peitz | DBB | LNB - Air staging - WFGD - ESP | Power and district heating | 1524 | Lignite 98 - Waste 2 | 8404 | 85 | 1985
129- 1VC | DE | Vattenfall Europe Generation AG - Kraftwerk Jänschwalde E - Peitz | DBB | LNB - Air staging - WFGD - ESP | Power and district heating | 1524 | Lignite 100 | 7700 | 85 | 1987
129- 2VC | DE | Vattenfall Europe Generation AG - Kraftwerk Jänschwalde F - Peitz | DBB | LNB - Air staging - WFGD - ESP | Power and district heating | 1524 | Lignite 100 | 7346 | 85 | 1988
130VC | DE | RWE Power AG - Kraftwerk Neurath, Block E - Grevenbroich | DBB | LNB - Air staging - WFGD - ESP | Power | 1702 | Lignite 100 | 7345 | 84 | 1975
131V | DE | E.ON Kraftwerke GmbH - Kraftwerk Wilhelmshaven | DBB | LNB - Air staging - SCR - WFGD - ESP | Power | 1870 | Coal 98.8 - Gas oil 1 - Coke 0.2 | 5721 | 83 | 1976
132VC | DE | E.ON Kraftwerke GmbH - Kraftwerk Heyden - Petershagen | DBB | LNB - Air staging - SCR - Fuel staging - WFGD - ESP | Power | 2150 | Coal 100 | 6836 | 78 | 1987
133VC | DE | E.ON Kraftwerke GmbH - Kraftwerk Schkopau - Korbetha | DBB | LNB - Air/Fuel staging - WFGD - ESP - Supercritical steam | Power and Chemical industry | 1256 | Lignite 100 | 6634 | NA | NA
134VC | DE | E.ON Kraftwerke GmbH - FWK Buer - Gelsenkirchen | DBB | LNB - Air staging - SCR - WFGD - ESP - Supercritical steam | Power and district heating | 383 | Coal 99.5 - HFO 0.5 | 6909 | 91 | 1985
135V | DE | E.ON Kraftwerke GmbH - Kraftwerk Kirchmöser - Brandenburg | CCGT | DLN | Power | 360 | NG 100 | 4081 | 95 | 1994
136V | DE | E.ON Kraftwerke GmbH - Kraftwerk Irsching, Block 4 - Vohburg an der Donau | CCGT | Retrofit from GT to CCGT - DLN | Power | 900 | NG 100 | 3914 | 86 | 2007
137VC | DE | RWE Power AG - Kraftwerk Neurath, Block A - Grevenbroich | DBB | Air staging - LNB - FGR - WFGD - ESP | Power | 855 | Lignite 100 | 6720 | 77 | 1972
138V | DE | Steag GmbH - Heizkraftwerk Herne, Block 3 - Herne | WBB | LNB - Air staging - SCR - WFGD - ESP with SO 3 injection | Iron & Steel | 805 | Coal 91 - COG 9 | 5225 | 65 | 1963
139V | DE | Steag GmbH - Heizkraftwerk Herne, Block 4 - Herne | DBB | LNB - Air staging - SCR - WFGD - ESP with SO 3 injection - Supercritical steam | Iron & Steel | 1278 | Coal 93 - COG 7 | 6189 | 62 | 1989
141V | DE | Grosskraftwerk Mannheim AG - Großkraftwerk Mannheim, Block 6 - Mannheim | DBB | LNB - Air staging - SCR - WFGD - ESP | Power and district heating | 670 | Coal 100 | 6425 | 86 | 1975
142V | DE | RWE Power AG - Gersteinwerk - Werne | DBB | LNB - Air staging - SCR - WFGD - ESP | Power | 1900 | Coal 95 - Waste 4 | 6749 | 76 | 1984
144-1V | DE | RWE Power AG - Kraftwerk Duisburg- Huckingen BlockA - Duisburg | GasB | FGR - LNB Separate burners (BF/COG/NG) | Iron & Steel | 840 | BF 67 - COG 22 - NG 10 | 6933 | 48 | 1975
144-2V | DE | RWE Power AG - Kraftwerk Duisburg- Huckingen BlockB - Duisburg | GasB | FGR - LNB Separate burners (BF/COG/NG) - Retrofits automation and S turbine | Iron & Steel | 840 | BF 69 - COG 20 - NG 11 | 7280 | 54 | 1976
145V | DE | RWE Power AG - Kraftwerk Duisburg- Hamborn, Block 5 - Duisburg | GasB | LNB - Air staging - FGR - SCR - Air and fuel preheating | Iron & Steel | 550 | BF 85 - COG 14 | 7871 | 92 | 2003
146V | DE | Infracor GmbH - Kraftwerk I - Marl | WBB | SCR - WFGD - BF | Chemical industry | 710 | Coal 90 - Liquid Waste 6 - HFO 1 - NG 1 | 8696 | 83 | 1971
147-1 | DE | Industriepark Wolfgang GmbH - Kesselhaus - Hanau | GasB | NA | Chemical industry | 22 | NG 100 | 8736 | 34 | 1990
147-2 | DE | Industriepark Wolfgang GmbH - Kesselhaus - Hanau | GasB | NA | Chemical industry | 52 | NG 61.1 - Gas oil 38.9 | 8736 | NA | 1970
147-3 | DE | Industriepark Wolfgang GmbH - Kesselhaus - Hanau | GasB | NA | Chemical industry | 22 | NG 97 - Gas oil 3 | 8736 | 27 | 1990
149-1 | DE | Evonik Degussa GmbH - Kesselhaus 5 - Krefeld | CCGT | DLN (GT) | Chemical industry | 37 | NG 100 | 7832 | 87 | 1995
149-2 | DE | Evonik Degussa GmbH - Kesselhaus 4 - Krefeld | GasB | FGR | Chemical industry | 27 | NG 100 | 8550 | 39 | 1986
150 | DE | Evonik Degussa GmbH - Kesselhaus - Wesseling | GasB | Standard burners (retrofitted from coal to gas in 1999) | Chemical industry | 176 | NG 100 | 8760 | 12 | 1976
152 | DE | Evonik Röhm GmbH - Heizkraftwerk - Worms | GasB | LNB air/fuel staging | Chemical industry | 127 | Process gaseous fuels (83+12) - NG 4 | 8300 | 37 | 1963
153-1 | DE | Solvay Chemicals GmbH - Cogeneration plant TG 1 - Rheinberg | CCGT | Water injection | Chemical industry | 74 | NG 100 | 7030 | 89 | 1996
153-2C | DE | Solvay Chemicals GmbH - Coal Boiler GN 6 - Rheinberg | WBB | LNB - Air staging - SNCR - DSI | Chemical industry | 192 | Coal 100 | 8415 | 81 | 1983
153-3 | DE | Solvay Chemicals GmbH - Cogeneration plant TG 2 - Rheinberg | CCGT | Water injection | Chemical industry | 74 | NG 100 | 6478 | 96 | 1996
154-1 | DE | BASF AG - Ludwigshafen - Mitte - Schnellstartreservekessel 10 - Ludwigshafen | Liquid B | No abatement techniques | Chemical industry | 327 | Gas oil 100 | 1015 | 21 | 1970
154-2 | DE | BASF AG - Ludwigshafen - Mitte - Schnellstartreservekessel 11 - Ludwigshafen | Liquid B | No abatement techniques | Chemical industry | 327 | Gas oil 100 | 1015 | 21 | 1970
154-3 | DE | BASF AG - Ludwigshafen - Mitte - Kraftwerk Nord Kessel 301 + Kessel 302 - Ludwigshafen | Boiler | LNB - FGR | Chemical industry | 368 | Process gas fuel 43 - NG 30 - Liquid process fuel 27 | 7716 | 63 | 1964
154-4 | DE | BASF AG - Ludwigshafen - Mitte - GuD A800 Block 11 - Ludwigshafen | CCGT | DLN | Chemical industry | 715 | NG 100 | 8334 | 72 | 2005
154-5 | DE | BASF AG - Ludwigshafen - Mitte - GuD A800 Block 12 - Ludwigshafen | CCGT | DLN | Chemical industry | 715 | NG 100 | 8334 | 72 | 2005
154-6 | DE | BASF AG - Ludwigshafen - Mitte - GuD C211 Block 1 - Ludwigshafen | CCGT | DLN - Planned burner retrofit in 2012 | Chemical industry | 500 | NG 100 | 6940 | 84 | 1997
154-7 | DE | BASF AG - Ludwigshafen - Mitte - GuD C211 Block 2 - Ludwigshafen | CCGT | DLN | Chemical industry | 500 | NG 100 | 6940 | 84 | 1997
156V | DE | CURRENTA GmbH&CO OHG - WSK L57 - Krefeld | CFB | Fuel staging - Air staging - FGR - Boiler sorbent injection - Cyclone - BF | Chemical industry | 207 | Coal 61 - NG 25 - Gaseous fuel 11 - Liquid waste 2 | 7884 | 73 | 1992
157-1V | DE | Dow Deutschland Anlagen GmbH - Steam boiler 15HA - Stade | GasB | LNB - FGR | Chemical industry | 165 | NG 25 - H2 75 | 7452 | 36 | 2010
157-2V | DE | Dow Deutschland Anlagen GmbH - Steam boiler 16HA - Stade | GasB | LNB - FGR | Chemical industry | 165 | NG 25 - H2 75 | 6792 | 38 | 2010
158V | DE | Open Grid Europe GmbH - Werne M8 - Werne, NRW | OCGT | DLN | Mechanical drive | 67 | NG 100 | 5996 | 74 | 2000
159V | DE | Open Grid Europe GmbH - Emsbüren M2 - Emsbüren, NS | OCGT | DLN to be installed in 2014 | Mechanical drive | 28 | NG 100 | 3168 | 64 | 1992
160V | DE | MEGAL GmbH - Waidhaus MEGAL M2 - Waidhaus, BY | OCGT | To be decommissioned for reinvestment in 2014 | Mechanical drive | 53 | NG 100 | 2658 | 69 | 1982
161V | DE | E.ON Gas Storage GmbH - Breitbrunn M1 - Breitbrunn, BY | OCGT | DLN | Mechanical drive | 32 | NG 100 | 2781 | 85 | 1998
162V | DE | METG - Porz M5 - Köln, NRW | OCGT | CO catalyst - DLN to be installed in 2013 | Mechanical drive | 62 | NG 100 | 456 | 92 | 1985
163V | DE | MEGAL GmbH - Mittelbrunn MEGAL M1 - Mittelbrunn, RP | OCGT | DLN to be installed in 2014 | Mechanical drive | 26 | NG 100 | 437 | 59 | 1985
164V | DE | NETG - St. Hubert M3 - St. Hubert, NRW | OCGT | DLN - CO catalyst | Mechanical drive | 43 | NG 100 | 21 | NA | 1974
165V | DE | MEGAL GmbH - Gernsheim MEGAL M4 - Gernsheim, HS | OCGT | DLN | Mechanical drive | 33 | NG 100 | 8 | 79 | 2009
166V | DE | E.ON Gas Storage GmbH - Bierwang M3 - Bierwang, BY | SG Engine | To be decommissioned | Mechanical drive | 22 | NG 100 | 1784 | 83 | 1985
167V | EL | Public Power Corporation S.A. - Meliti SES- Unit I | DBB | Air/Fuel staging - LNB - FGR - WFGD - ESP - Supercritical steam | NA | 796 | Lignite 100 | 6945 | 89 | 2003
168V | EL | Public Power Corporation S.A. - Aghios Dimitrios SES- Unit III | DBB | Air/Fuel staging - FGR - ESP - Pilot Duct Sorbent Injection | NA | 828 | Lignite 100 | 8744 | 91 | 1985
169V | EL | Public Power Corporation S.A. - Aghios Dimitrios SES- Unit V | DBB | Air/Fuel staging - FGR - ESP alone | NA | 1047 | Lignite 100 | 8417 | 95 | 1997
170V | EL | Public Power Corporation S.A. - Megalopoli B SES- Unit IV | DBB | FGR - WFGD - ESP | NA | 908 | Lignite 100 | 7755 | 82 | 1991
171aV | EL | Public Power Corporation S.A. - Lavrio - Unit IV - GT 4.1 | CCGT | DLN | Power | 374 | NG 100 | 5026 | 80 | 1998
171bV | EL | Public Power Corporation S.A. - Lavrio - Unit IV - GT 4.2 | CCGT | DLN | Power | 374 | NG 100 | 4274 | 79 | 1998
171cV | EL | Public Power Corporation S.A. - Lavrio - Unit IV - GT 4.3 | CCGT | DLN | Power | 374 | NG 100 | 5473 | 79 | 1998
172V | EL | Public Power Corporation S.A. - Chania Power Station- Unit XII | OCGT | NA | Power | 174 | Gas oil 100 | 1163 | 62 | 1997
173aV | EL | Public Power Corporation S.A. - Chania Power Station CC - UNIT6+ 1/2 STEAM TURBINE | CCGT | NA | Power | 149 | Gas oil 100 | 6068 | 74 | 1992
173bV | EL | Public Power Corporation S.A. - Chania Power Station CC - UNIT7+ 1/2 STEAM TURBINE | CCGT | NA | Power | 149 | Gas oil 100 | 4788 | 75 | 1992
174V | EL | Public Power Corporation S.A. - Rhodes Power Station- Unit III | OCGT | Water injection | Power | 63 | Gas oil 100 | 2277 | 63 | 1996
175V | EL | Public Power Corporation S.A. - Atherinolakkos SES- Unit IV | Liquid B | LNB - Steam atomiser - ESP | Power | 136 | HFO 100 | 7737 | 72 | 2009
176V | EL | Public Power Corporation S.A. - Atherinolakkos SES- Unit II | Engine | NA | Power | 112 | HFO 100 | 6429 | 86 | 2004
177V | EL | Public Power Corporation S.A. - Lesvos- Unit 6 | Engine | Fuel choice | Power | 19 | HFO 100 | 6909 | 78 | 1998
178V | EL | Public Power Corporation S.A. - Lesvos- Unit 8 | Engine | Fuel choice | Power | 28 | HFO 100 | 6174 | 73 | 2009
179V | EL | Public Power Corporation S.A. - Lesvos- Unit 9 | Engine | Fuel choice | Power | 28 | HFO 100 | 6391 | 69 | 2009
180V | EL | Public Power Corporation S.A. - Lesvos- Unit 10 | Engine | Fuel choice | Power | 26 | HFO 100 | 6323 | 74 | 2000
181V | EL | Public Power Corporation S.A. - Lesvos- Unit 11 | Engine | Fuel choice | Power | 25 | HFO 100 | 6940 | 65 | 1988
182V | EL | Heron II - Thiva | CCGT | DLN | Power | 754 | NG 100 | 8091 | 76 | 2010
183 | HU | MVM Vertes Power Plant Ltd. - Vertesi Eromu - Oroszlany | WBB | NA | Power and district heating | 165 | Lignite 64 - Wood 30 - Straw 5 - Petrochemical residues 1 | NA | NA | 1963
184V | HU | Matrai Eromu ZRt. - Hungary Visonta, Eromu u 11. | WBB | LNB - Air staging - WFGD - ESP |  | 2396 | Lignite 84 | 8700 | 87 | 1969
185 | HU | Sinergy Kft. - Furedi utca Gas Engine CHP - Budapest | SG Engine | NA | Power and district heating | 42 | NG 100 | NA | NA | 2005
186-1 | HU | CHP-Erőmű Kft. - Ujpalotai Gas Engine Power Plant - Budapest | SG Engine | NA | Power and district heating | 54 | NG 100 | 5968 | 98 | 2005
187V | IE | Bord Gais Eireann - Whitegate Power Station - Whitegate, Cork | CCGT | DLN - Double reheat | Power | 754 | NG 100 | 6941 | 90 | 2010
188V | IE | Bord na Móna - Edenderry Power - Edenderry, Co Offaly | BFB | LNB - Air/Fuel staging - Sorbent injection - ESP | NA | 293 | Peat 89 - WB 11 | 7660 | 87 | 2000
189V | IE | ESB Energy International - ESB Moneypoint Unit 1 - Co Clare, Ireland | WBB | LNB - SCR - FGD CFB dry scrubber | Power | 970 | Coal 98 - HFO 2 | 6690 | 56 | 1986
190V | IE | ESB Energy International - ESB Lough Ree - Co Longford, Ireland | CFB | AS - SNCR - Sorbent injection - BF | Power | 263 | Peat 100 | 8178 | 89 | 2004
191V | IE | ESB Energy International - ESB Aghada CCGT - Co Cork, Ireland | CCGT | DLN - Emulsified fuel when running only on gas oil - Fuel preheating at 150 °C | Power | 743 | NG 100 | 3732 | 85 | 2010
192V | IE | Endesa Ireland Ltd. - Tarbert Unit 3 - Tarbert, County Kerry | Liquid B | NA | Power | 641 | HFO 100 | 2275 | 34 | 1976
193V | IE | Huntstown Power Company Ltd. - Huntstown Power | CCGT | DLN | Power | 625 | NG 100 | 6039 | 86 | 2001
195V | IT | Abruzzoenergia SpA - Centrale a Ciclo Combinato di Gissi - Unit 1 | CCGT | DLN - CO catalyst - Double reheat | Power | 719 | NG 100 | 1396 | 77 | 2008
196V | IT | Abruzzoenergia SpA - Centrale a Ciclo Combinato di Gissi - Unit 2 | CCGT | DLN - CO catalyst - Double reheat | Power | 719 | NG 100 | 2591 | 75 | 2008
197VC | IT | E.ON Produzione S.p.A. - Centrale termoelettrica di Fiume Santo Unit 3 - Porto Torres (SS) | DBB | LNB - Air staging - FGR - SCR - WFGD - ESP | Power | 800 | Coal 98 - HFO 1.2 - FB 0.5 | 8112 | 86 | 1997
198VC | IT | E.ON Produzione S.p.A. - Centrale termoelettrica di Fiume Santo Unit 4 - Porto Torres (SS) | DBB | LNB - Air staging - FGR - SCR - WFGD -ESP | Power | 800 | Coal 94 - HFO 6 | 8256 | 83 | 1997
199V | IT | E.ON Produzione S.p.A. - Centrale termoelettrica di Fiume Santo Unit 1 - Porto Torres (SS) | WBB | Air staging - Fuel staging - Fuel choice | Power | 2400 | HFO 100 | 1717 | 28 | 1982
200V | IT | E.ON Produzione S.p.A. - Centrale termoelettrica di Fiume Santo Unit 2 - Porto Torres (SS) | WBB | Air staging - Fuel staging | Power | 2400 | HFO 100 | 2064 | 30 | 1984
201V | IT | E.ON Produzione S.p.A. - Centrale Termoelettrica Tavazzano - Montanaso TZ5 - Tavazzano con Villavesco - Montanaso Lombardo (LO) | CCGT | DLN | Power | 1400 | NG 100 | 3806 | 77 | 2004
202V | IT | E.ON Produzione S.p.A. - Centrale Termoelettrica Tavazzano - Montanaso TZ6 - Tavazzano con Villavesco - Montanaso Lombardo (LO) | CCGT | DLN | Power | 700 | NG 100 | 1245 | 82 | 2005
203V | IT | E.ON Produzione S.p.A. - Centrale Termoelettrica Tavazzano - Montanaso TZ8 - Tavazzano con | GasB | LNB - FGR - Air staging - ESP - Once-through direct cooling | Power | 800 | NG 100 | 1048 | 64 | 1992
204V | IT | E.ON Produzione S.p.A. - Centrale turbogas di Trapani - GT1 | OCGT | Ongoing revamping according to the BAT (Dry low-NO installation + X turbine parts and compressor) | Power | 290 | NG 100 | 1112 | 66 | 1987
205V | IT | E.ON Produzione S.p.A. - Centrale turbogas di Trapani - GT2 | OCGT | Ongoing revamping according to the BAT (Dry low-NO installation + X turbine parts and compressor) | Power | 290 | NG 100 | 870 | 57 | 1988
206V | IT | Ergosud S.p.A. - Centrale termoelettrica di Scandale - SC1 | CCGT | DLN - Double reheat | Power | 720 | NG 100 | 2520 | 90 | 2009
207V | IT | Ergosud S.p.A. - Centrale termoelettrica di Scandale - SC2 | CCGT | DLN - Double reheat | Power | 720 | NG 100 | 1710 | 87 | 2009
208V | IT | Tirreno Power S.p.A. - Centrale termoelettrica "Napoli Levante" NA4 - Napoli | CCGT | DLN | Power | 688 | NG 100 | 4947 | 73 | 2008
209V | IT | A2A S.p.A. - Centrale termoelettrica di Cassano d'Adda - CC2TG5 - Cassano d'Adda (MI) | CCGT | DLN | Power | 679 | NG 100 | 4389 | 80 | 2003
210V | IT | A2A S.p.A. - Centrale termoelettrica di Cassano d'Adda - CC2TG6 - Cassano d'Adda (MI) | CCGT | DLN | Power | 679 | NG 100 | 4380 | 82 | 2006
211V | IT | A2A S.p.A. - Centrale termoelettrica di Monfalcone Unit1 - Monfalcone (GO) | DBB | LNB - Air staging - WFGD - ESP | Power | 418 | Coal 92 - Waste 6 | 6275 | 95 | 1965
212V | IT | A2A S.p.A. - Centrale termoelettrica di Monfalcone Unit2 - Monfalcone (GO) | DBB | LNB - Air staging - WFGD - ESP | Power | 433 | Coal 91 - Solid waste 6 | 6672 | 93 | 1970
213V | IT | A2A Calore & Servizi - Centrale LAMARMORA di | DBB | LNB - Air staging - SCR - ESP - SDA - BF | Power and district heating | 200 | Coal 93 | 3661 | 78 | 1988
214V | IT | IREN ENERGIA S.p.A. - Centrale termoelettrica Torino Nord - Gruppo Termoelettrico a ciclo combinato | CCGT | DLN - SCR - Cooled inlet air | Power and district heating | 698 | NG 100 | 1002 | 82 | 2011
215V | IT | IREN ENERGIA S.p.A. - Centrale termoelettrica Torino Nord - Caldaie di Integrazione e Riserva | GasB | LNB - Fuel staging - Closed dry cooling + district heating | Power | 128 | NG 100 | NA | NA | 2011
219V | IT | Enel Produzione S.p.A. - Impianto termoelettrico di Fusina - FS4 - Venezia (VE) | DBB | LNB - Air/Fuel staging - SCR - WFGD - ESP - BF | Power | 793 | Coal 95 - Solid waste 2 | 5937 | 84 | 1974
221VC | IT | Enel Produzione S.p.A. - Impianto termoelettrico di Fusina - FS2 - Venezia (VE) | DBB | Air staging - SCR - WFGD - BF | Power | 431 | Coal 98 | 4993 | 83 | 1969
223V | IT | Enel Produzione S.p.A. - Impianto termoelettrico di Portoscuso - SU3 | DBB | LNB - SCR - WFGD - ESP | Power | 670 | Coal 84 | 5096 | 67 | 1986
224V | IT | Enel Produzione S.p.A. - Impianto termoelettrico di Portoscuso - SU2 | CFB | SNCR - Boiler sorbent injection - BF - WFGD | Power | 800 | Coal 82 - Wood 17 | 7027 | 25 | 2006
225V | IT | Enel Produzione S.p.A. - Impianto termoelettrico di Montalto di Castro MC41 - Montalto (VT) | GasB | LNB - SCR - ESP | Power | 1610 | HFO 32 - NG 66 | 654 | 64 | 1998
229V | IT | Enel Produzione S.p.A. - Impianto termoelettrico di Montalto di Castro MC43 - Montalto (VT) | OCGT | Water injection | Power | 430 | NG 100 | 96 | 74 | 1992
241V | IT | Enel Produzione S.p.A. - Impianto G. Ferraris di Leri - Trino Unit1 - Trino Vercellese (VC) | CCGT | DLN (1996) | Power | 860 | NG 100 | 121 | 59 | 1996
245V | IT | Enel Produzione S.p.A. - Centrale a ciclo combinato di Porto Corsini F1 - | CCGT | DLN - Double reheat | Power | 645 | NG 100 | 4714 | 90 | 2002
248V | IT | Enel Produzione S.p.A. - Centrale Santa Barbara Gruppo3 E1 - Cavriglia (AR) | CCGT | DLN - Double reheat | Power | 680 | NG 100 | 3112 | 78 | 2006
249V | IT | Enel Produzione S.p.A. - Centrale termoelettrica "Ettore Majorana"-Termini Imerese - c3 | CCGT | DLN - Double reheat | Power | 645 | NG 100 | 7754 | 80 | 2005
251V | IT | Enel Produzione S.p.A. - Centrale termoelettrica "Ettore Majorana"-Termini Imerese - c6 | OCGT | Standard combustion - Automatic regulation | Power | 430 | NG 100 | 256 | 70 | 1995
253V | IT | Enel Produzione S.p.A. - Torrevaldaliga Nord - Civitavecchia (RM) | DBB | Air/Fuel staging - LNB - SCR - WFGD - BF - Supercritical steam | Power | 1420 | Coal 100 | 8136 | 98 | 2008
256V | IT | Edipower S.p.A. - Centrale termoelettrica di Piacenza - PZ41 | CCGT | DLN | Power | 768 | NG 100 | 3618 | 72 | 2005
257V | IT | Edipower S.p.A. - Centrale termoelettrica di Piacenza - PZ42 | CCGT | DLN | Power | 768 | NG 100 | 4583 | 72 | 2005
258V | IT | Edipower S.p.A. - Centrale termoelettrica di San Filippo del Mela - SF1 | Liquid B | ESP - WFGD - Air staging - FGR - SCR | Power | 417 | HFO 100 | 5583 | 60 | 1971
259V | IT | Edipower S.p.A. - Centrale termoelettrica di San Filippo del Mela - SF2 | Liquid B | ESP - WFGD - Air staging - FGR - SCR | Power | 417 | HFO 100 | 3325 | 64 | 1971
260V | IT | Edipower S.p.A. - Centrale termoelettrica di San Filippo del Mela - SF3 | Liquid B | Air staging - FGR - ESP - Fuel choice | Power | 417 | HFO 100 | 2062 | 58 | 1972
261V | IT | Edipower S.p.A. - Centrale termoelettrica di San Filippo del Mela - SF4 | Liquid B | Air staging - FGR - ESP - Fuel choice | Power | 417 | HFO 100 | 2707 | 55 | 1973
262V | IT | Edipower S.p.A. - Centrale termoelettrica di San Filippo del Mela - SF5 | Liquid B | ESP - WFGD - Steam injection - Air staging - FGR - SCR | Power | 798 | HFO 100 | 2397 | 67 | 1975
263V | IT | Edipower S.p.A. - Centrale termoelettrica di San | Liquid B | ESP - WFGD - Steam injection - Air staging - FGR | Power | 798 | HFO 100 | 1560 | 69 | 1975
264V | IT | Edipower S.p.A. - Centrale termoelettrica di Sermide - 3E | CCGT | DLN | Power | 684 | NG 100 | 1156 | 80 | 2003
265V | IT | Edipower S.p.A. - Centrale termoelettrica di Sermide - 4G | CCGT | DLN | Power | 684 | NG 100 | 5201 | 76 | 2004
266V | IT | Edipower S.p.A. - Centrale termoelettrica di Sermide - 4H | CCGT | DLN | Power | 684 | NG 100 | 4794 | 77 | 2004
267V | IT | Edipower S.p.A. - Brindisi - BR3 | WBB | FGR - SCR - Balanced air flow - Low-S coal - ESP | Power | 857 | Coal 96 - HFO 4 | 3421 | 69 | 74
268V | IT | Edipower S.p.A. - Brindisi - BR4 | WBB | FGR - SCR - Balanced air flow - Low-S coal - ESP | Power | 857 | Coal 97 - HFO 3 | 2992 | 68 | 1977
269V | IT | Edison S.p.A - Centrale termoelettrica di Candela | CCGT | DLN | Power and district heating | 670 | NG 100 | 7079 | 90 | 2005
270V | IT | Edison S.p.A - Marghera Levante - Marghera (VE) - TG3 | CCGT | Steam injection | Chemical industry | 393 | NG 100 | 1731 | 79 | 1992
271V | IT | Edison S.p.A - Marghera Levante - Marghera (VE) - TG4 | CCGT | Steam injection | Chemical industry | 393 | NG 100 | 1037 | 82 | 1992
272V | IT | Edison S.p.A - Marghera Levante - Marghera (VE) - TG5 | CCGT | DLN | Chemical industry | 669 | NG 100 | 7957 | 75 | 2001
273V | IT | ROSEN Rosignano Energia S.p.A. - Centrale di Rosignano TG1 - Rosignano Marittimo (LI) | CCGT | DLN | Chemical industry | 449 | NG 100 | 8314 | 93 | 1997
274V | IT | ROSEN Rosignano Energia S.p.A. - Centrale di Rosignano TG2 - Rosignano Marittimo (LI) | CCGT | DLN | Chemical industry | 449 | NG 100 | 7322 | 94 | 1997
275V | IT | SEF s.r.l - Centrale a ciclo combinato CC1 - Ferrara (FE) | CCGT | Tuned DLN alone - Enhanced airflow capability for wider load range | Power | 683 | NG 100 | 4396 | 79 | 2008
276V | IT | SEF s.r.l - Centrale a ciclo combinato CC2 - Ferrara (FE) | CCGT | Tuned DLN alone - Enhanced airflow capability for wider load range | Power | 683 | NG 100 | 6995 | 76 | 2008
278V | IT | Enipower S.p.A. - Centrale termoelettrica di Brindisi - CC1 | CCGT | Tuned DLN alone - Enhanced airflow capability for wider load range | Chemical industry | 685 | NG 100 | 5007 | 77 | 2005
279V | IT | Enipower S.p.A. - Centrale termoelettrica di Brindisi - CC2 | CCGT | DLN | Chemical industry | 685 | NG 95 - Steam cracking off-gas (H ) 5 2 | 8177 | 84 | 2005
280V | IT | Enipower S.p.A. - Centrale termoelettrica di Brindisi - CC3 | CCGT | DLN | Chemical industry | 685 | NG 95 - Steam cracking off-gas (H ) 5 2 | 7546 | 83 | 2007
286V | IT | Enel Produzione S.p.A. - Pietro Vanucci Grupo1- Gualdo Cattaneo (PG) | DBB | LNB - Air staging - ESP | Power | 200 | Coal 96 | 3089 | 81 | 1990
288V | IT | Enel Produzione S.p.A. - Bari - GR2 | GasB | LNB - Air staging | Power | 180 | NG 100 | 738 | 75 | 1959
290V | IT | Enel Produzione S.p.A. - Porto Empedocle gr1 | Liquid B | Steam injection - LNB - FGR - Fuel choice | Power | 200 | HFO 100 | 4439 | 59 | 1963
292V | IT | Termica Cologno s.r.l - Cologno Monzese (MI) | CCGT | DLN | Pulp and paper | 112 | NG 100 | 7124 | 90 | 1997
293V | IT | Edison S.p.A - Terni - CCGT | CCGT | DLN | Chemical industry | 190 | NG 100 | 6600 | 87 | 2004
294V | IT | Edison S.p.A - Terni - Auxiliary boiler | GasB | Standard burners | Chemical industry | 74 | NG 100 | 2168 | 40 | 2001
295V | IT | Edison S.p.A - Marghera Azotati TG3 - Marghera (Venezia) | CCGT | Water injection - CO catalyst in bypass stack (when used in Open Cycle) and before HRSG (when used in Combined Cycle) | Power | 235 | NG 100 | 1004 | 73 | 2010
296V | IT | Edison S.p.A - Marghera Azotati TG4 - Marghera (Venezia) | CCGT | Water injection - CO catalyst in bypass stack (when used in Open Cycle) and before HRSG (when used in Combined Cycle) | Power | 235 | NG 100 | 1901 | 82 | 2009
297V | IT | Polimeri Europa S.p.A. - SA1-B4 - Porto Marghera (VE) | Boiler | Fuel choice - LNB - Air staging - Double reheat | Chemical industry | 278 | Liquid process fuel 66.6 - NG 21.2 - Gaseous process fuel | 4066 | 28 | 1966
298V | IT | Polimeri Europa S.p.A. - Porto Marghera (VE) | DBB | Fuel choice - Low-ash fuel - LNB - Air staging - Double reheat | Chemical industry | 139 | Liquid process fuel 64 - NG 19 - Gaseous process fuel 17 | 7158 | 72 | 1966
305V | IT | FENICE S.p.A - Pedrignano (PR) | CCGT | DLN | CHP | 91 | NG 100 | NA | NA | 2008
307V | IT | Società ionica gas S.p.A. - 360-KA-503 - Crotone (KR) | CCGT | DLN | Mechanical drive | 18 | NG 100 | 8400 | 84 | 2004
311V | IT | Società ionica gas S.p.A. - 3601-KA-001 - Crotone (KR) | CCGT | DLN | Mechanical drive | 21 | NG 100 | 8400 | 67 | 2010
313V | IT | Eni e&p - Distretto Meridionale Centro Olio Val D'agri Gas Turbine V470-MT-001A & HRSG V620-VC-001A - Viggiano (PZ) | CCGT | DLN | GOSP (Gas oil separation plant) | 43 | NG 75 - Off-gas oil storage to HRSG 25 | 6739 | 89 | 2001
314V | IT | Eni e&p - Distretto Meridionale Centro Olio Val D'agri Gas Turbine V470-MT-001B & HRSG V620-VC-001B - Viggiano (PZ) | CCGT | DLN | GOSP (Gas oil separation plant) | 43 | NG 75 - Off-gas oil storage to HRSG 25 | 5557 | 88 | 2001
315V | IT | Eni e&p - Distretto Meridionale Centro Olio Val D'agri Gas Turbine V470-MT-001C & HRSG V620-VC-001C - Viggiano (PZ) | CCGT | DLN | GOSP (Gas oil separation plant) | 43 | NG 75 - Off-gas oil storage to HRSG 25 | 5492 | 88 | 2001
317V | IT | Eni e&p - Distretto Meridionale Centro Olio Val D'agri V620-FG.001 B - Viggiano (PZ) | GasB | LNB | GOSP (Gas oil separation plant) | 66 | Gaseous process fuel | 8559 | 36 | 2004
318V | IT | Eni e&p - Distretto Meridionale Centro Olio Val D'agri V620-FG.001 C - Viggiano (PZ) | GasB | LNB | GOSP (Gas oil separation plant) | 66 | Gaseous process fuel | 8471 | 36 | 2004
319 | IT | Eridania Sadam S.p.A. - Trecasali (PR) | GasB | LNB - Air staging | Power | 200 | NG 100 | 1512 | 77 | 1968
322V | IT | SICET S.r.L. - Ospitale di Cadore (BL) | BFB | AS - FGR | Power | 63 | WB 100 | 6067 | 93 | 2011
323V | IT | Ahlstrom Turin SpA - 1 - Mathi (TO) | CCGT | DLN (New GT 2008) - Standard burners (HRSG 1990) | Pulp and paper | 67 | NG 100 | 8190 |  | 1990
325V | IT | Ahlstrom Turin SpA - 3 - Mathi (TO) | GasB | Fuel staging - FGR | Pulp and paper | 63 | NG 100 | 8483 | 31 | 2000
326V | IT | Ahlstrom Turin SpA - 4 - Mathi (TO) | GasB | LNB | Pulp and paper | 18 | NG 100 | 550 | 44 | 2007
328V | IT | Cartiere Modesto Cardella S.p.A. - 1 - Lucca (LU) | CCGT | DLN (GT) | Pulp and paper | 57 | NG 100 | 8000 | 57 | 1997
330V | IT | Eni e&p - Distretto centro settentrionale - Piattaforma Barbara T2 - 1 - 360-MT- 004 - Adriatic Sea, in front of Marche Region | OCGT | DLN | Mechanical drive on offshore platform | 13 | NG 100 | 8220 | 97 | 2001
331V | IT | Eni e&p - Distretto centro settentrionale - Piattaforma Barbara T2 - 1 - 360-MT- 005 - Adriatic Sea, in front of Marche Region | OCGT | DLN | Mechanical drive on offshore platform | 13 | NG 100 | 8220 | 96 | 2001
332V | IT | Eni e&p - Distretto centro settentrionale - Piattaforma Barbara T2 - 1 - 360-MT- 006 - Adriatic Sea, in front of Marche Region | OCGT | DLN | Mechanical drive on offshore platform | 13 | NG 100 | 8220 | 104 | 2001
333V | IT | Eni e&p - Distretto centro settentrionale - Piattaforma Barbara T2 - 1 - 360-MT- 007 - Adriatic Sea, in front of Marche Region | OCGT | DLN | Mechanical drive on offshore platform | 13 | NG 100 | 8220 | 102 | 2001
334V | IT | Snam Rete Gas - Enna (EN) - TC1 PGT25 | OCGT | Control of speed, inlet temperature, degrees of variable stage vanes | Mechanical drive | 56 | NG 100 | 866 | 77 | 1984
335V | IT | Snam Rete Gas - Enna (EN) - TC4 PGT25-DLE | OCGT | DLN | Mechanical drive | 64 | NG 100 | 2040 | 72 | 2008
336V | IT | Snam Rete Gas - Messina (ME) - TC6 PGT25plus- DLE | OCGT | DLN | Mechanical drive | 76 | NG 100 | 4163 | 89 | 2006
337V | IT | Snam Rete Gas - Malborghetto (UD) | CCGT | Control of speed, inlet temperature, degrees of variable stage vanes | Mechanical drive | 31 | NG 100 | 700 | 73 | 1976
338V | IT | Snam Rete Gas - Malborghetto (UD) | OCGT | DLN | Mechanical drive | 62 | NG 100 | 1131 | 73 | 1997
339V | IT | Snam Rete Gas - Masera (VB) | OCGT | DLN | Mechanical drive | 36 | NG 100 | 130 | 85 | 2002
340V | IT | Snam Rete Gas - Poggio Renatico (FE) | OCGT | DLN | Mechanical drive | 33 | NG 100 | 2235 | 91 | 2008
341V | IT | Snam Rete Gas - Poggio Renatico (FE) | OCGT | DLN | Mechanical drive | 64 | NG 100 | 1205 | 91 | 2008
342V | IT | STOGIT - Ripalta Cremasca (CR) | OCGT | DLN | Mechanical drive | 62 | NG 100 | 801 | 86 | 1998
343V | IT | STOGIT - Ripalta Cremasca (CR) | OCGT | DLN | Mechanical drive | 62 | NG 100 | 1802 | 85 | 1998
344V | IT | STOGIT - Tresigallo (FE) | OCGT | Control of the air/fuel ratio | Mechanical drive | 41 | NG 100 | 923 | 90 | 1984
353V | IT | INTERECOGEN S.r.l - S.Croce sull'Arno (PI) | SG Engine | Lean-burn concept - SCR | Power | 30 | NG 100 | 3788 | 67 | 2010
354V | IT | INTERECOGEN S.r.l - S.Croce sull'Arno (PI) | SG Engine | Lean-burn concept - SCR | Power | 37 | NG 100 | 3848 | 67 | 2010
358AV | IT | Taranto Energia SrL - (CET 2) | GasB | Combined burners (LDG, AFO, coke, NG and fuel oil) - Double reheat | Iron & Steel | 427 | NG 70 - BF 26 - COG 4 | 5229 | 81 | 1973
358BV | IT | Taranto Energia SrL - (CET 2) | GasB | Combined burners LNB (retrofit) - Double reheat | Iron & Steel | 427 | NG 68 - BF 29 - COG 3 | 6728 | 83 | 1974
358CV | IT | Taranto Energia SrL - (CET 2) | GasB | Combined burners LNB (retrofit) - Double reheat | Iron & Steel | 427 | NG 67 - BF 29 - COG 3 - HFO 1 | 8475 | 84 | 1975
359AV | IT | Taranto Energia SrL - (CET 3) | CCGT | Steam injection when using NG - Double reheat - Dust in BFG pre-removed | Iron & Steel | 441 | BF 39 - NG 38 - COG 22 - BOF 2 | 8123 | 96 | 1996
359BV | IT | Taranto Energia SrL - (CET 3) | CCGT | Steam injection when using NG - Double reheat - Dust in BFG pre-removed | Iron & Steel | 441 | BF 39 - NG 38 - COG 22 - BOF 2 | 8163 | 98 | 1996
359CV | IT | Taranto Energia SrL - (CET 3) | CCGT | Steam injection when using NG - Double reheat - Dust in BFG pre-removed | Iron & Steel | 441 | BF 39 - NG 38 - COG 22 - BOF 2 | 7514 | 96 | 1996
360V | IT | Edison S.p.A - Piombino (LI) | CCGT | Steam injection when using NG | Iron & Steel | 383 | NG 59 - BF 29 - COG 12 | 8022 | 100 | 2001
361V | IT | Edison S.p.A - Piombino (LI) | GasB | Combined burners (oil and 3 types of gas) - Liquid fuel (S content 1.5 %) | Iron & Steel | 221 | BF 44 - NG 26 - HFO 26 - COG 4 | 8760 | 42 | 1978
362 | MT | Combined Cycle Diesel Engines - Delimara | Engine | SCR - DSI - BF | Power | 77 | HFO 100 | 512 | 97 | 2012
363 | MT | Combined Cycle Diesel Engines - Delimara | Engine | SCR - DSI - BF | Power | 77 | HFO 100 | 566 | 97 | 2012
364 | MT | Combined Cycle Diesel Engines - Delimara | Engine | SCR - DSI - BF | Power | 77 | HFO 100 | 458 | 97 | 2012
365 | MT | Combined Cycle Diesel Engines - Delimara | Engine | SCR - DSI - BF | Power | 77 | HFO 100 | 602 | 97 | 2012
366V | NL | Essent - Amer-9 | WBB | LNB - Air staging - SCR - WFGD - ESP - Supercritical steam | NA | 1600 | Coal 70 - Wood 30 | 8116 | 85 | 1995
367V | NL | E.on - Maasvlakte-1 | WBB | LNB - Air staging - SCR- type FGD - ESP | Power | 1384 | Coal 85 - Wood 15 | 7621 | 65 | 1987
368V | NL | EPZ - Borssele-12 | WBB | LNB - Air staging - SCR - Fuel staging - WFGD - ESP | Power | 1080 | Coal 100 | 7891 | 84 | 1987
369V | NL | Intergen - Maasstroom (Rijnmond 2) | CCGT | DLN - SCR | Power | 742 | NG 100 | 6240 | 63 | 2010
370V | NL | GDF SUEZ - Eems-1v5 | CCGT | DLN | Power | 688 | NG 100 | 3581 | 77 | 1996
371V | NL | Essent - Den Bosch | CCGT | DLN | Food & Drink | 69 | NG 100 | 4364 | 93 | 1995
372V | NL | E.on - UCML - Rotterdam- Maasvlakte | CCGT | DLN | Chemical industry | NA | NG and Glycol in HRSG | NA | NA | NA
373V | NL | Nuon - IJmond-1 - Ijmuiden | CCGT | DLN | Iron & Steel | 347 | BF 96 - NG 1 - BOF 2 | 6445 | 92 | 1997
374V | NL | EDEA - F-3501 - Sittard - Geleen | GasB | LNB - FGR - Fuel choice | Chemical industry | 140 | Process gases 100 | 8100 | 72 | 1978
375V | NL | Nuon - WKC2 Emmtec - Emmen | CCGT | Steam injection | NA | 141 | NG 100 | 7625 | 28 | 2003
376NV | PL | Dalkia Poznań SA - EC II Karolin | DBB | Reported air emissions data for one boiler of the four: ESP - SDA - BF | Power and district heating | 920 | Coal 96 - WBB 1.4 - Herbaceous 1.1 | 8760 | NA | NA
377V | PL | TAURON Wytwarzanie SA - EC Katowice | PCFB | Air staging - Boiler sorbent injection - ESP | Power and district heating | 378 | Coal 92 - Sludge 8 | 7807 | 80 | 1999
378V | PL | EC Białystok SA - Białystok | BFB | Air/Fuel staging - FGR - ESP | Power and district heating | 87 | WB 100 | 7874 | 107 | 1978
379V | PL | KOGENERACJA SA - EC Wrocław | WBB | LNB - Air staging - Fuel staging - Planned additional DeNO improvements and X Desulphurisation in 2015 | Power and district heating | 186 | Coal 57 - Wood 43 | 6571 | 89 | 1972
380V | PL | EC Kraków SA | WBB | LNB - Air staging - Double reheat | Power and district heating | 331 | Coal 89 - HB 12 | 6113 | 92 | 1978
381V | PL | Dalkia Łódź SA | DBB | LNB - Air/Fuel staging | Power and district heating | 360 | Coal 95 - Wood 2 - Herbaceous 3 | 4118 | 45 | 1977
382V | PL | EC Zielona Góra SA | CCGT | DLN | Power and district heating | 383 | NG 100 | 7417 | 89 | 2004
383V | PL | PGE Górnictwo i Energetyka Konwencjonalna SA - EC Lublin Wrotków | CCGT | DLN | Power and district heating | 488 | NG 100 | 5845 | 87 | 2002
384-1V | PL | Tauron Wytwarzanie SA - Jaworzno III | DBB | LNB - Air staging - Double reheat | Power | 3360 | Coal 99 | 5927 | 90 | 1976
384-2V | PL | Tauron Wytwarzanie SA - Jaworzno III, Elektrownia III | DBB | LNB - Air staging | Power | 3360 | Coal 99 | 5927 | 90 | 1976
384-3V | PL | Tauron Wytwarzanie SA - Jaworzno III, Elektrownia III | DBB | LNB - Air staging | Power | 3360 | Coal 99 | 5927 | 90 | 1976
385V | PL | TAURON Wytwarzanie Spółka Akcyjna - Oddział Elektrownia Jaworzno III w Jaworznie - Elektrownia II | CFB | Lighting up burners + Air staging - ESP - Planned retrofit for NO flue-gas X recirculation (10 %) | Power | 396 | Coal 89 - Herbaceous 11 | 7627 | 92 | 2002
386-1V | PL | PGE Elektrownia Opole SA - | DBB | LNB - Air staging - WFGD - ESP - Double reheat | Power | 952 | Coal 98 | 4923 | 81 | 1993
386-2V | PL | Tauron Wytwarzanie SA - Jaworzno III, Elektrownia III | DBB | LNB - Air staging - WFGD - ESP - Double reheat | Power | 952 | Coal 98 | 6551 | 83 | 1994
386-3V | PL | PGE Elektrownia Opole SA | DBB | LNB - Air staging - WFGD - ESP - Double reheat | Power | 952 | Coal 98 | 6924 | 81 | 1996
386-4V | PL | PGE Elektrownia Opole SA | DBB | LNB - Air staging - WFGD - ESP - Double reheat | Power | 952 | Coal 98 | 7453 | 81 | 97
387VC | PL | Tauron Wytwarzanie SA - Elektrownia Łagisza | CFB | SNCR - Boiler sorbent injection - ESP - Supercritical steam | Power | 1022 | Coal 100 | 6217 | 78 | 2009
388NV | PL | Enea SA - Elektrownia Kozienice | DBB | LNB - Air staging - WFGD - ESP | Power and district heating | 1383 | Coal 100 | 5046 |  | 1979
389VC | PL | PGE Górnictwo i Energetyka Konwencjonalna SA - Elektrownia Bełchatów | DBB | WFGD - ESP | Power | 991 | Lignite 100 | 8104 | 91 | 1986
390-1V | PL | PGE Górnictwo i Energetyka Konwencjonalna SA - Elektrownia Turów | CFB | Air staging - Boiler sorbent injection - ESP | Power and district heating | 587 | Lignite 100 | 7081 | 85 | 1998
390-2V | PL | PGE Górnictwo i Energetyka Konwencjonalna SA - Elektrownia Turów | CFB | Air staging - Boiler sorbent injection - ESP | Power and district heating | 587 | Lignite 100 | 7172 | 86 | 1998
390-3V | PL | PGE Górnictwo i Energetyka Konwencjonalna SA - Elektrownia Turów | CFB | Air staging - Boiler sorbent injection - ESP | Power and district heating | 587 | Lignite 100 | 7200 | 83 | 2000
390-4V | PL | PGE Górnictwo i Energetyka Konwencjonalna SA - Elektrownia Turów | CFB | Air staging - Boiler sorbent injection - ESP | Power and district heating | 611 | Lignite 100 | 8224 | 86 | 2003
390-5V | PL | PGE Górnictwo i Energetyka Konwencjonalna SA - Elektrownia Turów | CFB | Air staging - Boiler sorbent injection - ESP | Power and district heating | 611 | Lignite 93 - WBB 4 - Herbaceous 3 | 5919 | 85 | 2003
390-6V | PL | PGE Górnictwo i Energetyka Konwencjonalna SA - Elektrownia Turów | CFB | Air staging - Boiler sorbent injection - ESP | Power and district heating | 611 | Lignite 93 - WBB 4 - Herbaceous 3 | 7774 | 84 | 2004
391V | PL | ZE PAK SA - Elektrownia Pątnów II | DBB | Air/Fuel staging - FGR - WFGD - ESP | NA | 1080 | Lignite 100 | 7724 | 71 | 2007
395V | PL | ArcelorMittal Poland S.A. - Elektrociepłownia - Zdzieszowice | GasB | LNB separate burners (COG/coal) - Rotary air heater - Double reheat | Iron & Steel | 330 | COG 95 | 8704 | 74 | 1975
398NV | PL | International Paper - Kwidzyn sp. z o.o. | BFB | Air staging | NA | 84 | Bark 11.55 - Forest R 0.014 - Herb 0.152 - Other solids 0.815 | 8296 | 100 | 1990
399NV | PL | International Paper - Kwidzyn - | DBB | LNB - Air staging - ESP - Planned FGD retrofit | NA | 363 | Coal 44 | 6809 | 100
402NV | PL | EC Nowa Sp. z o.o. | DBB | LNB separate burners (Coal- COG/Other gases) - Double reheat | Iron & Steel | 1608 | BF 51 - C 40 - COG 7 - BOF 2 | 8760 | 32 | 1976
404V | PL | Przedsiębiorstwo Energetyki Cieplnej - Gliwice Sp. z o.o. | DBB | LNB - Air/Fuel staging - FGR | District heating | 98 | Coal 100 | 1422 | 69 | 1985
405VC | PL | Miejska Energetyka Cieplna Sp. z o.o. Koszalin | DBB | Air staging - two-stage dust removal cyclones | Iron & Steel | 35 | Coal 100 | 4684 | 58 | 1988
406V | PL | Przedsiębiorstwo Energetyki Cieplnej "Legionowo" Sp. z o.o. | GB | FGR - Battery of 4 cyclones | District heating | 153 | Coal 100 | 4266 | 12 | 1977
407V | PL | Przedsiębiorstwo Energetyki Cieplnej w Suwałkach Sp. z o.o. | DBB | Air/Fuel staging - ESP | Power and district heating | 23 | Coal 100 | 8500 |  | 2008
411V | PL | PGE Górnictwo i Energetyka Konwencjonalna S.A. - Oddział Elektrociepłownia Kielce | GB | FS - FGR | Power and district heating | 25 | WB Chips 100 | 4904 | 79 | 2009
412-1V | PL | Szczecińska Energetyka Cieplna Sp. z o.o. | Boiler | LNB - Fuel choice | District heating | 36 | Gas oil 98 - NG 2 | 61 | 71 | 2004
412-2V | PL | Szczecińska Energetyka Cieplna Sp. z o.o. | Boiler | LNB - Fuel choice | NA | 36 | Gas oil 95 - NG 5 | 30 | 80 | 2004
414VC | PL | PGE Górnictwo i Energetyka Konwencjonalna S.A. - Oddział Elektrociepłownia Zgierz | BFB | LNB - Air/Fuel staging - FGR - Low S content (0.6 %) - ESP alone | NA | 78 | Lignite 88 - Wood 12 | 4618 | 54 | 1987
415-1V | PT | Central Termoeléctrica do Pego, Abrantes | WBB | LNB - Air staging - SCR - WFGD - ESP | Power | 816 | Coal 100 | 5534 | 73 | 1992
415-2V | PT | Central Termoeléctrica do Pego, Abrantes | WBB | LNB - Air staging - SCR - WFGD - ESP | Power | 816 | Coal 100 | 5131 | 72 | 1995
416-1V | PT | Central Termoeléctrica do Ribatejo, Carregado | CCGT | DLN | Power | 682 | NG 100 | 3163 | 81 | 2003
416-2V | PT | Central Termoeléctrica do Ribatejo, Carregado | CCGT | DLN | Power | 682 | NG 100 | 2953 | 82 | 2004
416-3V | PT | Central Termoeléctrica do Ribatejo, Carregado | CCGT | DLN | Power | 682 | NG 100 | 4316 | 82 | 2005
417-1V | PT | Central de Ciclo Combinado da Tapada do Outeiro, Medas, Gondomar | CCGT | DLN | Power | 605 | NG 100 | 4943 | 82 | 1999
417-2V | PT | Central de Ciclo Combinado da Tapada do Outeiro, Medas, Gondomar | CCGT | DLN | Power | 605 | NG 100 | 6286 | 86 | 1999
417-3V | PT | Central de Ciclo Combinado da Tapada do Outeiro, Medas, Gondomar | CCGT | DLN | Power | 605 | NG 100 | 6941 | 85 | 1999
418V | PT | Central de Cogeração da Energin, Póvoa de Sta. Iria, Vila Franca de Xira | CCGT | DLN (GT) + LNB (SF) | Chemical industry | 153 | NG 100 | 7626 | 84 | 2002
419-1V | PT | Central de Cogeração da SPCG, Sado, Setúbal | CCGT | DLN (GT) + LNB (SF) | Pulp and paper | 106 | NG 100 | 6571 | 93 | 2009
419-2V | PT | Central de Cogeração da SPCG, Sado, Setúbal | CCGT | DLN (GT) + LNB (SF) | Pulp and paper | 106 | NG 100 | 7871 | 83 | 2009
421-1V | PT | Powercer - Sociedade de Cogeração de Vialonga, S.A - Central de Cogeração da Powercer, Vialonga, | CCGT | DLN (GT) + LNB (SF) | Food & Drink | 34 | NG 100 | 6901 | 61 | 2004
421-2V | PT | Powercer - Sociedade de Cogeração de Vialonga, S.A - Central de Cogeração da Powercer, Vialonga, Vila Franca de Xira | GasB | LNB | Food & Drink | 26 | NG 100 | 1314 | NA | 1971
421-3V | PT | Powercer - Sociedade de Cogeração de Vialonga, S.A - Central de Cogeração da Powercer, Vialonga, Vila Franca de Xira | GasB | LNB | Food & Drink | 61 | NG 94 - Biogas 6 | 1635 | NA | 2004
423V | PT | Central Termoeléctrica a Biomassa da Figueira da Foz | BFB | LNB - FGR - ESP | NA | 95 | Bark 99.7 | 8271 | NA | 2009
424-1V | PT | Caldeira Auxiliar a Biomassa (BB - Biomass Boiler) | BFB | LNB - AS - FGR - ESP | NA | 99 | Bark 87 - HFO 6 - NG 7 | 7994 | 38 | 1990
424-2V | PT | Caldeiras auxiliares a biomassa e fuelóleo, Cacia, Figueira da Foz | BFB | LNB - AS - FGR - ESP | NA | 50 | WB 96 | 7647 | 77 | 2009
425-1V | PT | Central Termoeléctrica Sines | GasB | LNB - Air staging | Chemical industry | 178 | Gaseous process fuel (32+5) - NG 28 - Liquid process fuel 31 - HFO 4 | 8760 | 85 | 1980
425-2V | PT | Central Termoeléctrica Sines | GasB | LNB - Air staging | Chemical industry | 357 | NG 35 - Liquid process fuel 32 - Gaseous process fuel 32 - HFO 3 | 8760 | 43 | 1980
427-1V | PT | Central Termoeléctrica do Caldeirão - Group 1 | Engine | NA | Power | 20 | HFO 100 | 643 | 56 | 1987
427-2V | PT | Central Termoeléctrica do Caldeirão - Group 2 | Engine | NA | Power | 20 | HFO 100 | 843 | 61 | 1987
427-3V | PT | Central Termoeléctrica do Caldeirão - Group 3 | Engine | NA | Power | 20 | HFO 100 | 1671 | 55 | 1990
427-4V | PT | Central Termoeléctrica do Caldeirão - Group 4 | Engine | NA | Power | 20 | HFO 100 | 2701 | 60 | 1993
427-5V | PT | Central Termoeléctrica do Caldeirão - Group 5 | Engine | Low-NO combustion X concept | Power | 44 | HFO 100 | 4405 | 63 | 2002
427-6V | PT | Central Termoeléctrica do Caldeirão - Group 6 | Engine | Low-NO combustion X concept | Power | 44 | HFO 100 | 5466 | 64 | 2002
427-7V | PT | Central Termoeléctrica do Caldeirão - Group 7 | Engine | Low-NO combustion X concept | Power | 44 | HFO 100 | 3112 | 62 | 2002
427-8V | PT | Central Termoeléctrica do Caldeirão - Group 8 | Engine | Low-NO combustion X concept | Power | 44 | HFO 100 | 5523 | 63 | 2002
428-5V | PT | Central Termoeléctrica do Belo jardim - Group 5 | Engine | NA | Power | 16 | HFO 100 | 6874 | 69 | 2003
428-6V | PT | Central Termoeléctrica do Belo jardim - Group 6 | Engine | NA | Power | 16 | HFO 100 | 5841 | 69 | 1997
428-7V | PT | Central Termoeléctrica do Belo jardim - Group 7 | Engine | NA | Power | 16 | HFO 100 | 3765 | 53 | 1997
428-8V | PT | Central Termoeléctrica do Belo jardim - Group 8 | Engine | NA | Power | 16 | HFO 100 | 3725 | 69 | 1997
428-9V | PT | Central Termoeléctrica do Belo jardim - Group 9 | Engine | NA | Power | 32 | HFO 100 | 8568 | 66 | 2004
428-10V | PT | Central Termoeléctrica do Belo jardim - Group 10 | Engine | NA | Power | 32 | HFO 100 | 2993 | 66 | 2004
429-1V | PT | Central Térmica da Vitória - Group 6 | Engine | No abatement techniques | Power | 20 | HFO 100 | 1766 | 64 | 1984
429-2V | PT | Central Térmica da Vitória - Group 11 | Engine | No abatement techniques | Power | 30 | HFO 100 | 7495 | 58 | 1992
429-3V | PT | Central Termoelétrica da Vitória, Madeira - Funchal | OCGT | NA | Power | 41 | Gas oil 95 | 96 | 88 | 2004
429-4V | PT | Central Térmica da Vitória III - Group 19 | Engine | SCR | Power | 40 | HFO 100 | 1978 | 73 | 2010
430VC | PT | Central Termoelétrica do Caniçal | Engine | No abatement techniques | Power | 72 | HFO 100 | 8760 | 74 | 2000
431V | ES | Central GICC, Puertollano (Ciudad Real) | CCGT | IGCC - Water injection and lean-burn mode | Power | 726 | Coke 75 - Coal 25 | 5325 | 85 | 1998
432NV | ES | GDF SUEZ - Castelnou Energía | CCGT | Emulsified fuel | Power |  | NG 100 | 3332 | NA | 2006
433V | ES | Castellon 4, Castellón | CCGT | DLN alone - Double reheat | Power | 1501 | NG 100 | 6600 | 50 | 2008
434V | ES | Velilla 2, Velilla del Río Carrión (Palencia) | WBB | LNB - Air staging - WFGD - ESP | Power | 1016 | Coal 99.7 - Coke 0.3 | 6110 | 86 | 1984
435-1V | ES | CT La Robla, La Robla (León) | WBB | ESP | Power | 822 | Coal 100 | 695 | 85 | 1971
435-2V | ES | CT La Robla, La Robla (León) | WBB | LNB - Air staging - WFGD - ESP | Power | 1024 | Coal 100 | 2771 | 81 | 1984
436-1V | ES | CTCC Sagunto Polígono Industrial del Puerto (Polígono Químico) (Valencia) | CCGT | DLN | Power | 732 | NG 100 | 6503 | 79 | 2007
436-2V | ES | CTCC Sagunto Polígono Industrial del Puerto (Polígono Químico) (Valencia) | CCGT | DLN | Power | 736 | NG 100 | 6817 | 79 | 2007
436-3V | ES | CTCC Sagunto Polígono Industrial del Puerto (Polígono Químico) (Valencia) | CCGT | DLN | Power | 734 | NG 100 | 6404 | 80 | 2007
437V | ES | CT PUENTE NUEVO, ESPIEL (CÓRDOBA) | WBB | LNB - Air/Fuel staging - FGR-type FGD - ESP | Power | 872 | Coal 100 | 4597 | 84 | 1981
438V | ES | CT LOS BARRIOS (CÁDIZ) | DBB | Air /Fuel staging - Flexicom system (fuel distribution) - FGD - ESP | Power | 1645 | Coal 100 | 6218 | 61 | 1985
439V | ES | CCGT ESCATRÓN (ZARAGOZA) | CCGT | DLN - Double reheat | Power | 1384 | NG 100 | 6453 | 68 | 2008
440V | ES | Soto 4, Rivera de Arriba | CCGT | DLN - Emulsified fuel (in case of dual fuel) | Power | 747 | NG 100 | 6111 | 58 | 2008
441-1V | ES | CT Aboño, Gijón | WBB | LNB Separate burners - ESP alone - DCS | Iron & Steel | 1094 | Coal 75 - BF 20 - COG 5 | 4832 | 61 | NA
441-2V | ES | CT Aboño, Gijón | DBB | LNB Separate burners - WFGD - ESP - DCS | Iron & Steel | 1570 | Coal 75 - BF 20 - COG 5 | 8622 | 68 | NA
442V | ES | Central Térmica Teruel | WBB | LNB - Air staging - WFGD - ESP | Power | 3000 | Coal 100 | 8004 | 69 | 1979
443-1V | ES | Alcúdia (Mallorca) | DBB | LNB - Air/Fuel staging - FGR - SDA - BF | Power | 805 | Coal 97 | 8680 | 71 | NA
443-2V | ES | Alcúdia (Mallorca) | DBB | LNB - Air/Fuel staging - FGR - SDA - BF | Power | 755 | Coal 98 | 7528 | 72 | NA
444V | ES | Central Térmica As Pontes (La Coruña) | DBB | Low air excess - LNB - Air/Fuel staging - FGR - Low-S coal - ESP | Power | 3800 | Coal 100 | 8271 | 60 | 1976
445V | ES | C.C. Colón, Huelva | CCGT | DLN | Power | 719 | NG 100 | 2916 | 71 | 2006
446V | ES | GRANADILLA DE ABONA (SANTA CRUZ DE TENERIFE) | CCGT | Water injection | Power | 486 | Gas oil 100 | 8223 | 72 | 2006
447V | ES | Biomasa Sangüesa, (Navarra) | GB | BF | Power | 79 | Herb 99.7 - NG 0.3 | 7811 | 112 | 2002
449V | ES | Solvay Química, Torrelavega | DBB | DBB - Low-S coal - ESP | Chemical industry | 376 | Coal 94 - NG 5 - HFO 1 | 8760 | 56 | 1987
453V | SE | Jämtkraft AB - Minnesgärdet, Östersund | GB | AS - FGR - FG condenser - ESP | District heating | 28 | WB 99 | 1700 | 59 | 1981
454V | SE | Minnesgärdet P1-3 | Liquid B | LNB - ESP - FG condenser - fuel choice | District heating | 84 | HFO 100 | 270 | 28 | 1979
455V | SE | Jämtkraft AB - Lugnvik | CFB | AS - FGR - SNCR with SCR FG condenser - ESP - CHP | Power and district heating | 138 | WB 50 - Bark 19 - Forest R 17 - Solid Waste 8 - Peat 6 | 6918 | 82 | 2000
456V | SE | Jämtkraft AB - Lugnvik, Östersund | CFB | FGR - FG condenser - ESP - CHP | District heating | 28 | WB 50 - Bark 20 - Forest R 20 - Peat 10 | 2800 | 65 | 1984
457V | SE | Jämtkraft AB - Lugnvik, Östersund | BFB | FGR - FG condenser - ESP - CHP | District heating | 28 | WB 50 - Bark 20 - Forest R 20 - Peat 10 | 3200 | 69 | 1984
458NV | SE | Eskilstuna Energy o Miljö - Vattumannen, Eskilstuna | BFB | LNB - AS - FGR - SNCR | Power and district heating | 112 | WB Chips 100 | 7763 | 84 | 2000
460V | SE | Jönköping Energi AB - Munksjö, Jönköping | WBB | LNB - AS - ESP | Power, district heating, pulp and paper | 68 | Sawdust 99.6 | 7062 | 55 | 1963
462V | SE | Tekniska verken i Linköping AB - Kraftvärmeverket, Linköping | GB | SNCR - SDA - BF | Power and district heating | 74 | Coal 56 - Waste 37 - WBB 7 | 3955 | 98 | 1964
464V | SE | Tekniska verken i Linköping AB - Kraftvärmeverket, Linköping | Boiler | SNCR - WFGD - Cyclone - ESP | Power and district heating | 74 | Solid waste 93 - Bark 7 | 6848 | 98 | NA
466NV | SE | Hedensbyverket H2 | CFB | FGR - SNCR | Power and district heating | 98 | WB 83 - Peat 17 - HFO 0.1 | 8120 | 70 | 1997
467NV | SE | Säbyverket Boiler 12 | DBB | LNB | District heating | 33 | WB Pellets 90 | NA | NA | 1978
468V | SE | Karlshamnsverket Block 3 | Liquid B | WFGD - ESP - Steam injection - FGR - SCR | Power | 781 | HFO 100 | 631 | 74 | 1972
469V | SE | SCA Östrand Steam Boiler 1 | BFB | ESP | Pulp and paper | 180 | Bark 84.5 - HFO 15.5 | 8616 | 44 | 2009
470V | SE | Perstorp Specialty Chemicals AB - Ångcentralen, P6, Perstorp | CFB | FGR - SNCR- BF - ACI - Sorbent injection - FG condenser | Chemical industry | 50 | Wood 49 - Solid waste 25 - Peat 21 | 7270 | 82 | 1991
472V | SE | Perstorp Specialty Chemicals AB - Ångcentralen, P8, Perstorp | Liquid B | WESP - Wet scrubber - FG condenser | Chemical industry | 17 | NA | 8064 | 84 | 2007
473V | SE | Kalmar Energi - Moskogen, Kalmar | BFB | FGR - AS - SNCR - FG condenser - ESP | Power and district heating | 99 | WB 99.85 | 5910 | 84 | 2009
476V | SE | E.On Värme Sverige AB - Händelö | CFB | ESP - SNCR - Sorbent injection - FG condenser | Power and district heating | 146 | Forest R 80 - Solid waste 20 | 5755 | 83 | 2009
477V | SE | Borealis AB - Steam boiler unit inside Ethylene plant, Stenungsund | GasB | LNB - Air staging | Chemical industry | 161 | Process gases | 8760 | 46 | 1969
478-1 | TU | İSKENDERUN ENERJİ ÜRETİM VE TİC. A.Ş. - Sugözü Power Plant - Unit 10, Adana | DBB | LNB - Air staging - Low-S coal - WFGD - ESP | Power | 1558 | Coal 100 | 8170 | 92 | 2003
478-2 | TU | İSKENDERUN ENERJİ ÜRETİM VE TİC. A.Ş. - Sugözü Power Plant - Unit 20, Adana | DBB | LNB - Air staging - Low-S coal - WFGD - ESP | Power | 1558 | Coal 100 | 7010 | 91 | 2003
479V | UK | Drax Power Station - Yorkshire | DBB | LNB - Air staging - WFGD - ESP | Power | 1600 | Coal 90 - Wood 7 - Coke 3 | 8610 | NA | 1975
480V | UK | Keadby, Scunthorpe | CCGT | DLN (to be retrofitted in 2012) | Power | 1489 | NG 100 | 7646 | 83 | 1995
481V | UK | SSE Generation Ltd - Peterhead | CCGT | DLN | Power | 2031 | NG 100 | 8379 | 70 | 2000
482V | UK | Medway | CCGT | DLN - To be retrofitted in 2012 | Power | 1465 | NG 100 | 7340 | 74 | 1995
483 | UK | March wood, Southampton | CCGT | DLN | Power | NA | NG 100 | 7919 | NA | 2009
486 | UK | Keadby Generation Ltd - Ferrybridge C, Pontefract | DBB | LNB - Air staging - WFGD - ESP with SO injection 3 | Chemical industry | 1360 | Coal 100 | 4000 | 100 | 1967
487-1V | UK | Keadby Generation Ltd - Fiddlers Ferry, Warrington | WBB | LNB - Air staging - Ultra- low-sulphur coal - ESP with SO injection 3 | Chemical industry | 5269 | Coal 98 - Fruit 2 | NA | NA | 1971
487-2V | UK | Keadby Generation Ltd - Fiddlers Ferry, Warrington | WBB | LNB - Air staging - WFGD - Planned improvements for NOx reduction - ESP with SO injection 3 | Chemical industry | 5269 | Coal 98 - Fruit 2 | NA | NA | 1972
487-3V | UK | Keadby Generation Ltd - Fiddlers Ferry, Warrington | WBB | LNB - Air staging - WFGD - ESP with SO injection 3 | Chemical industry | 5269 | Coal 98 - Fruit 2 | NA | NA | 1972
487-4V | UK | Keadby Generation Ltd - Fiddlers Ferry, Warrington | WBB | LNB - Air staging - WFGD - ESP with SO injection 3 | Chemical industry | 5269 | Coal 98 - Fruit 2 | NA | NA | 1973
488V | UK | Keadby Generation Ltd - Weston Point, Runcorn | CCGT | Steam injection | NA | 231 | NG 100 | 7895 | 60 | 1998
489-1V | UK | Slough Heat and Power Limited FBB1 | CFB | AS - Activated carbon injection - Sorbent injection - BF | CHP | 92 | WB 56 - Forest R 39 - Coal 4 - NG 1 | 4648 | 90 | 1972
489-2V | UK | Slough Heat and Power Limited FBB2 | CFB | AS - Activated carbon injection - Sorbent injection - BF | CHP | 92 | WB 56 - Forest R 39 - Coal 4 - NG 1 | 5313 | 89 | 1993
489-3V | UK | Slough Heat and Power - Slough Heat & Power, Slough | GB | Air staging - SDA - BF - Activated carbon | CHP | 69 | Solid waste 55 - Wood 38 - NG 6 | 6803 | 64 | 2002
490V | UK | SSEPG Operations Ltd - Burghfield | OCGT | Water injection | Power | 142 | NG 100 | 332 | 89 | 1997
491V | UK | SSEPG Operations Ltd, Chickerall | OCGT | Water injection | Power | 142 | NG 100 | 284 | 102 | 1997
493V | UK | RWE npower - Aberthaw Power Station | DBB | Fuel staging - Seawater FGD - ESP | Power | 4116 | Coal 97 - HFO 1.5 - WBB 1.5 | 4038 | 89 | 1971
494V | UK | RWE npower - Staythorpe Power Station | CCGT | DLN alone recently built | Power | 740 | NG 100 | 8188 | 91 | 2010
495 | UK | Rolls-Royce Energy - Derby CHP | CCGT | DLN alone - Application of efficiency correction | NA | 120 | NG 100 | 3000 | NA | 1997
496VC | UK | EDF Energy - West Burton A, Nottinghamshire | DBB | LNB - Air staging - WFGD | Power | 1393 | Coal 97 - HFO 2 - FB 0.4 | 2406 | 89 | 1968
497V | UK | Sizewell B 2035 (2040) Essential Diesel Generators | Engine | Fuel choice | Power | 13 | Gas oil 100 | 64 | 53 | NA
498V | UK | Sizewell B 2035 (2040) Auxiliary boilers | Liquid B | Air staging - Low-S fuel | Heat and Power | 22 | Gas oil 100 | 1187 | 35 | 1995
499V | UK | EDF Energy - Heysham 1 power station (Gas turbines), Lancashire, UK | OCGT | NA | Power | 70 | Gas oil 100 | 48 | 95 | 1978
500V | UK | National Grid Gas plc - Avonbridge East A | OCGT | DLN | Mechanical drive | 75 | NG 100 | NA | NA | 2004
501V | UK | National Grid Gas plc - Hatton A | OCGT | Standard burners | Mechanical drive | 65 | NG 100 | 870 | 79 | 1989
502V | UK | E.ON - Killingholme | CCGT | DLN | Power | 445 | NG 100 | 3805 | 96 | 1992
503V | UK | E.ON - Enfield | CCGT | Two-stage DLN | Power | 687 | NG 100 | 6255 | 95 | 1999
504 | UK | E.ON - Citigen, London | DF Engine | SCR | Power and district heating | 39 | NG 73 - Gas oil 27 | 2008 | 63 | 1995
505V | UK | E.ON - Steven's Croft, Lockerbie | BFB | AS - FGR - DSI Activated carbon - BF | Power | 139 | WB Chips 100 | 5892 | 88 | 2007
506V | UK | Centrica - Langage Energy Centre, Plymouth | CCGT | DLN | Power | 750 | NG 100 | 5125 | 98 | 2009
507V | UK | Centrica - South Humber Bank power station, Stallingborough | CCGT | DLN | Power | 458 | NG 100 | 7358 | 100 | 2001
508V | UK | Centrica - Killingholme Power Station | CCGT | DLN | Power | 448 | NG 100 | 1642 | 94 | 1993
509 | UK | BASF Performance Products plc - On site Boilerhouse, Paisley | GasB | LNB - Plant to be derated under 50 MW th | Chemical industry | 76 | NG 100 | NA | NA | NA
513V | UK | Polimerieuropa - Grangemouth | GasB | LNB - Air staging - Switch from HFO to gas oil as secondary fuel | Chemical industry | 53 | NG 100 | 8256 | 31 | 1996
517V | UK | Dalkia Plc - Alderley Park Energy Centre, Cheshire | GasB | LNB - FGR | NA | 74 | NG 100 | 8760 | 14 | 2004
518V | UK | British Sugar - Wissington Sugar Factory, Norfolk | CCGT | DLN (GT) + LNB (SF) | Food & Drink | 207 | NG 82 - DFO 18 | 8423 | 81 | 1998
519V | FR | TOTAL - Boiler 202 - Gonfreville l'Orcher | Boiler | LNB - Air and fuel staging | Chemical industry | 135 | Gaseous process fuel 48.3 - Liquid process fuel 6.8 - HFO 44.3 | 8574 | 58 | 1972
520V | FR | SOLVAY - GNF - Tavaux | WBB | LNB - Air staging - ESP with SO injection 3 | Chemical industry | 134 | Coal 100 | 8088 | 80 | 1984
521V | FR | SOLVAY - GNB - Tavaux | GasB | Air staging - FGR - LNB | Chemical industry | 84 | NG 64 - H 36 2 | 5586 | 54 | 1978
527V | NL | DOW - K5 - Dow Terneuzen | Boiler | LNB - Air staging | Chemical industry | 285 | Process gases 100 | 1622 | NA | 1976
529 | BE | Borealis Polymers NV - PPUT - Beringen | GasB | LNB - Air staging - FGR | Chemical industry | 108 | Process gases 66 - NG 33 | 6006 | 13 | 1977
535-1 | BE | BASF-Antwerpen - Utility plant | GasB | LNB - Air and fuel staging | Chemical industry | 165 | Liquid process fuel (30.3+3.6+0.5) - Gaseous fuel 6.6 - NG 59 | 7678 | 44 | 1966
535-2 | BE | BASF-Antwerpen - Utility plant | GasB | LNB - Air and fuel staging - Fuel choice | Chemical industry | 208 | Liquid process fuel 42 - NG 58 | 5655 | 14 | 1966
535-3 | BE | BASF-Antwerpen - Utility plant | GasB | Each fuel has its own burner - LNB - Air and fuel staging | Chemical industry | 161 | NG 100 | 2910 | 9 | 1966
536 | AT | Wien Energie Bundesforste Biomasse Kraftwerk (WEBBK) / Wien- Simmering - Vienna | CFB | AS - FGR - SNCR with SCR - BF | NA | 66 | WB Chips 99.6 | 7280 | 99 | 2006
539V | FI | Keljonlahti power plant - Jyväskylä | CFB | Air preheating - AS - SNCR FG condenser - ESP - CHP | Power and district heating | 485 | Peat 70 - WB 30 | 6857 | 76 | 2010
543-1V | UK | Jersey Electricity plc - La Collette Power Station, Jersey | Engine | NA | Power | 28 | HFO 24 - Gas oil 76 | 321 | 79 | 1992
543-2V | UK | Jersey Electricity plc - La Collette Power Station, Jersey | Engine | NA | Power | 25 | HFO 40 - Gas oil 60 | 277 | 115 | 1992
547V | IT | Enel Produzione - Federico II - Brindisi | DBB | Air/Fuel staging - LNB - SCR - WFGD - Supercritical steam | Power | 1700 | Coal 98 | 7285 | 72 | 1993
586V | IT | Enel Produzione - Portoferraio | OCGT | NA | Power | 72 | Gas oil 100 | 149 | 86 | 1974
593-1V | CZ | ArcelorMittal Ostrava | WBB | Normal separate burners (COG jet burners - Pulverised coal burners) - ESP | Iron & Steel | 199 | BF 56 - Coal 34 - COG 10 | NA | NA | 1995
593-2V | CZ | ArcelorMittal Ostrava | GasB | Jet burners - Gas preheater | Iron & Steel | 71 | BOF 75 - COG 25 | NA | NA | 1955
593-3V | CZ | ArcelorMittal Ostrava | DBB | LNB separate burners (Coal/COG-BFG) - LNB (coal) - Semi-roof turbulent jet burners for COG/BFG - ESP - Planned additional DeNO /DeSO X X | Iron & Steel | 610 | Coal 83 - BF 12 - COG 5 | NA | NA | 1960
593- 4VC | CZ | ArcelorMittal Ostrava | DBB | LNB separate burners (Coal/COG-BFG) - LNB (coal) - Semi-roof turbulent jet burners for COG/BFG - ESP - Planned additional DeNO /DeSO X X | Iron & Steel | 90 | Coal 74 - BF 18 - COG 8 | NA | NA | 1953
593-5V | CZ | ArcelorMittal Ostrava | NA | Overall site 593 | Iron & Steel | 1067 | Coal 65 - BFG 26 - COG 9 | 8750 | 64 | NA
595V | FI | Ruukki Metals Oy - Raahe K3 - Raahe | GasB | Normal separate burners (BF/COG-oil/oil) - Liquid fuel (HFO 0.8 %) | Iron & Steel | 288 | BF 75 - HFO 12 - COG 6 - Liquid 7 | 8431 | 87 | 1975
596V | FI | Ruukki Metals Oy - Raahe K4 - Raahe | GasB | LNB - Air staging - Liquid fuel (HFO 0.8 % S) | Iron & Steel | 254 | BF 82 - HFO 11 - COG 7 | 7886 | 106 | 1990
597V | FR | ArcelorMittal Fos - Centrale Soufflante | GasB | Include 4 different boilers (3 from 1972 and one from 1996) / Planned SNCR in one of them in 2013 | NA | 345 | BFG 49 - BOG 6 - COG 33 - Liquid fuel 12 | 8760 | NA | NA
601-1 | DE | Salzgitter Flachstahl GmbH - Kraftwerk SZ-Hallendorf - Salzgitter | GasB | FGR - LNB Separate burners (COG-Liquids/ BFG-NG) | Iron & Steel | 1220 | BF 54 - COG 32 - BOF 7 - NG 7 | 8757 | 50 | 1988
601-2 | DE | Salzgitter Flachstahl GmbH - Kraftwerk SZ-Hallendorf - Salzgitter | GasB | FGR - LNB Separate burners (for COG/Liquids and BFG/NG) | Iron & Steel | 1220 | BF 54 - COG 32 - BOF 7 - NG 7 | 8757 | 50 | 1991
601-3 | DE | Salzgitter Flachstahl GmbH - Kraftwerk SZ-Hallendorf - Salzgitter | GasB | FGR - LNB Separate burners (for COG/Liquids and BFG/NG) | Iron & Steel | 1220 | BF 54 - COG 32 - BOF 7 - NG 7 | 8757 | 50 | 1992
601-4 | DE | Salzgitter Flachstahl GmbH - Kraftwerk SZ-Hallendorf - Salzgitter | GasB | LNB - FGR | Iron & Steel | 1220 | BF 54 - COG 32 - NG 7 - BOF 7 | 8757 | 50 | 2010
601-5 | DE | Salzgitter Flachstahl GmbH - Kraftwerk SZ-Hallendorf - Salzgitter | GasB | LNB - FGR | Iron & Steel | 1220 | BF 54 - COG 32 - NG 7 - BOF 7 | 8757 | 50 | 2010
602 | DE | ThyssenKrupp Steel AG - Kraftwerk Duisburg- Ruhrort, Block 2 - Duisburg | GasB | Normal separate burners (pure BFG / pure COG) (Fuel staging) | Iron & Steel | 179 | BF 85 - COG 15 | 5213 | 80 | 1958
603 | DE | ThyssenKrupp Steel AG - Kraftwerk Duisburg- Ruhrort, Block 3 - Duisburg | GasB | Normal separate burners (pure BFG / pure COG) (Fuel staging) | Iron & Steel | 722 | BF 82 - COG 18 | 7916 | 99 | 1963
605 | DE | ThyssenKrupp Steel AG - Kraftwerk Duisburg- Hamborn, Block 3 - Duisburg | GasB | LNB Separate burners (pure BFG / combined COG/NG LNB) - Air/fuel staging | Iron & Steel | 178 | BF 73 - COG 27 | 8078 | NA | 1958
606 | DE | ThyssenKrupp Steel AG - Kraftwerk Duisburg- Hamborn, Block 4 - Duisburg | GasB | LNB Separate burners (pure BFG / combined COG/NG LNB) - Air/fuel staging | Iron & Steel | 312 | BF 73 - COG 27 | 8107 | 76 | 1976
607 | DE | DK Recycling und Roheisen GmbH - Kraftwerk - Duisburg | GasB | Normal separate burners (BF/NG) | Iron & Steel | 90 | BF 92 - NG 8 | 7173 | 62 | 1981
611V | NL | Tata Steel Mainland Europe - Ketel 15, Ijmuiden | GasB | Combined burners - FGR | Iron & Steel | 110 | BF 61 - COG 38 - NG 1 | 8378 | 58 | 1965
612V | NL | Tata Steel Mainland Europe - Ketel 16, Ijmuiden | GasB | Combined burners | Iron & Steel | 110 | BF 65 - COG 34 - NG 1 | 6373 | 61 | 1970
613V | NL | Tata Steel Mainland Europe - Ketel 23, Ijmuiden | GasB | Combined burners - FGR | Iron & Steel | 110 | BF 86 - NG 9 - COG 5 | 7104 | 54 | 1973
614V | NL | Tata Steel Mainland Europe - Ketel 24, Ijmuiden | GasB | Combined burners - FGR | Iron & Steel | 110 | BF 68 - COG 28 - NG 4 | 4513 | 54 | 1985
615V | NL | Tata Steel Mainland Europe - Ketel 41, Ijmuiden | GasB | Normal separate burners (NG/BFG) | Iron & Steel | 56 | BF 90 - NG 10 | 7580 | 58 | 1984
616V | NL | Tata Steel Mainland Europe - STEG11, Ijmuiden | CCGT | CCGT - GT burns NG - Steam injection - Supplementary firing burns | Iron & Steel | 110 | NG 63 - BF 37 | 7742 | 64 | 1989
617V | PL | ArcelorMittal - Krakow | DBB | Normal separate burners (BF-COG/coal) Powdered- fuel burner and gas burners | Iron & Steel | 552 | Coal 58 - BF 23 - COG 19 | 8500 | 36 | 1954
618V | PL | ArcelorMittal - Krakow | DBB | Normal separate burners (BF-COG/Coal) - Ongoing modernisation with 8 LNB for BF + Automation for the other | Iron & Steel | 294 | Coal 58 - BF 23 - COG 19 | 8500 | 35 | 1965
619-1V | SE | SSAB EMEA - P1 - OK2, Oxelösund | GasB | Standard burners - Low-S liquid fuel (0.4 % HFO) | Iron & Steel | 25 | BF 79 - COG 20 - HFO 1 | 8152 | 54 | 1957
619-2V | SE | SSAB EMEA - P2 - OK2, Oxelösund | GasB | LNB separate burners - Low-S liquid fuel (0.4 % HFO) | Iron & Steel | 25 | BF 78 - COG 20 - HFO 2 | 6725 | 53 | 1957
620V | SE | SSAB EMEA - P4, Oxelösund | GasB | LNB Separate burners (BF - COG) | Iron & Steel | 215 | Mixture mainly BF- COG | 7872 | 47 | 1971
621V | SE | Lulekraft AB, LKV, Luleå | GasB | Low-S liquid fuel (0.4 %) - LNB Separate burners (COG-gas oil/BF/gas oil back-up) | Iron & Steel | 350 | BF 90 - Gas oil 9 - COG 1 | 7315 | 81 | 1982
623V | UK | Tata Steel Europe - MargamA3, Port Talbot | GasB | LNB Separate burners (NG/Mixed gas (BF+BOF?)) | Iron & Steel | 99 | BF 88 - NG 9 - BOF 3 | 8470 | NA | NA
624V | UK | Tata Steel Europe - MargamA5, Port Talbot | GasB | FGR - LNB separate burners (NG/COG/Mixed gas?) | Iron & Steel | 50 | BF 80 - NG 9 - COG 8 - BOF 3 | 8668 | NA | NA
625V | UK | Tata Steel Europe - MargamB, Port Talbot | GasB | FGR - LNB separate burners (NG/COG/Mixed gas?) | Iron & Steel | 80 | BF 88 - COG 8 - BOF 2 - NG 2 | 8620 | NA | NA
626V | UK | Tata Steel Europe - MargamC, Port Talbot | GasB | FGR - LNB Separate burners (NG/COG/Mixed gas?) | Iron & Steel | 268 | BF 68 - COG 13 - NG 13 - BOF 6 | 8760 | NA | NA
627V | UK | Tata Steel Europe - Service boilers, Port Talbot | GasB | LNB separate burners (NG/BF/COG) | Iron & Steel | 114 | BF 56 - COG 42 - NG 2 | 8760 | NA | NA
628-1V | UK | Tata Steel Europe - Central Power Station, Scunthorpe | GasB | NEI combined burners BFG/COG | Iron & Steel | 108 | BF 60 - COG 37 - HFO 3 | 7769 | 83 | 1976
628-2V | UK | Tata Steel Europe - Central Power Station, Scunthorpe | GasB | NEI combined burners BFG/COG burners - Low-S liquid fuel (0.17 %) | Iron & Steel | 108 | BF 63 - COG 34 - HFO 3 | 8022 | 83 | 1976
628-3V | UK | Tata Steel Europe - Central Power Station, Scunthorpe | GasB | Peabody-type M22 burners | Iron & Steel | 49 | BF 88 - COG 12 | 4974 | 64 | 1960
629-1V | UK | Tata Steel Europe - Turbo Blower House A, Scunthorpe | GasB | Typhoon-type BFG burner - Low-S liquid fuel (0.17 %) | Iron & Steel | 39 | BF 96 - COG 3 - HFO 1 | 8124 | 70 | 1953
629-2V | UK | Tata Steel Europe - Turbo Blower House A, Scunthorpe | GasB | Typhoon-type BFG burner - Low-S liquid fuel (0.17 %) | Iron & Steel | 39 | BF 96 - COG 3 - Gas oil 1 | 7619 | 72 | 1953
629-3V | UK | Tata Steel Europe - Turbo Blower House A, Scunthorpe | GasB | Typhoon-type BFG burner - Low-S liquid fuel (0.17 %) | Iron & Steel | 39 | BF 96 - COG 2 - HFO 2 | 6870 | 77 | 1953
629-4V | UK | Tata Steel Europe - Turbo Blower House A, Scunthorpe | GasB | Typhoon-type BFG burner - Low-S liquid fuel (0.17 %) | Iron & Steel | 39 | BF 96 - COG 2 - HFO 2 | 7039 | 73 | 1953
630-1V | UK | Tata Steel Europe - Turbo Blower House B, Scunthorpe | GasB | Typhoon-type BFG burner - Low-S liquid fuel (0.17 %) | Iron & Steel | 54 | BF 94 - COG 3 - Gas oil 3 | 3851 | 81 | 1953
630-2V | UK | Tata Steel Europe - Turbo Blower House B, Scunthorpe | GasB | Typhoon-type BFG burner - Low-S liquid fuel (0.17 %) | Iron & Steel | 54 | BF 97 - COG 2 - HFO 1 | 7337 | 87 | 1961
632 | AT | GuD Kraftwerk Timelkam | CCGT | DLN - SCR - Only range available - Air mass flow reduction for low loads | Power | 705 | NG 100 | 4600 | 90 | 2008
654V | BE | T-Power n.v. - Tessenderlo | CCGT | DLN | Power | 750 | NG 100 | 1680 | 100 | 2011
655V | DE | Mark-E Aktiengesellschaft - Biomasseverstromungsanla ge Hagen-Kabel - Hagen | GB | LNB - AS - FGR - SNCR - DSI activated carbon - BF | Power | 86 | WB 99.2 (including waste wood) | 8433 | 74 | 2004
656V | AT | WIEN Energie GmbH - Donaustadt 3 - Vienna | CCGT | DLN - SCR | Power and district heating | 686 | NG 100 | 5831 | 90 | 2001
657 | EE | Tallina Kute - Kadaka BH - Tallinn | GasB | LNB - Air/Fuel staging - FGR | District heating | 316 | NG 100 | 8150 | 14 | 1997
658 | EE | Tallina Kute -Mustamae BH - Tallinn | GasB | Combination NO PM X (Air/Fuel staging and 16 LNB in 1/4 boilers) | District heating | 446 | NG 100 | NA | NA | NA
659 | EE | Tallina Kute - Ulemiste BH - Tallinn | GasB | Standard burners | District heating | 255 | NG 100 | 2112 | 10 | 1999
660 | EE | Fortum Eesti AS - Parnu Niidu CHP - Parnu | BFB | LNB - FGR - SNCR - DSI - BF | NA | 81 | WB Chips 83 - Peat 16 - NG 1 | 7920 | 97 | NA
661 | EE | Fortum Eesti AS - Parnu Suur Joe boilerhouse - Parnu | NA | NA | NA | 70 | Peat 10 - NG 50 - HFO 1 | 6768 | 19 | NA
662V | AT | FHKW Mellach | WBB | Air/Fuel staging - LNB - SCR - WFGD - BF | Power and district heating | 543 | Coal 98.8 - NG 1 - Waste 0.2 | 6427 | 95 | 1986
664V | FR | Cristal Union - Boiler FML13 - Erstein | GasB | NA | NA | 51 | NG 100 | 3216 | 74
665 | DE | GKW Smurfit Kappa Zülpich Papier | NA | Water injection | Pulp and paper | 38 | NG 19 | 8426 | 61 | 1996
666 | SE | ÅC2 Obbola | DBB - other | SNCR - Air staging - ESP | Pulp and paper | 110 | Bark 95 | 7987 | 43 | 1975
667 | SE | Smurfit Kappa Kraftliner Piteå | BFB | SNCR - Air staging - Flue- gas recirculation - BF | Pulp and paper | 165 | Bark 67 - Wood chips 31 - Solid waste 2 | 8500 | 44 | 2007
668 | SE | Södra Cell Mönsterås | BFB | SNCR - Air staging - Flue- gas recirculation - ESP | Pulp and paper | 96 | Bark 95.5 | 8066 | 75 | 1979
669 | SE | Södra Cell Mörrum | BFB | Air staging - Flue-gas recirculation - ESP | Pulp and paper | 111 | Bark 95 | 6400 | 57 | 2002
670 | SE | Stora Enso Fors | CFB | SNCR - Air staging - Flue- gas recirculation - ESP | Pulp and paper | 61 | Forest R 89 - Bark 8 - Pellets 3 | 8101 | 96 | 1985
671 | SE | Stora Enso Hylte AB - 2 | BFB | SNCR - Air staging - Flue- gas recirculation - ESP - BF - Scrubber | Pulp and paper | 80 | Solid waste 100 | 7626 | 64 | 1972
672 | SE | Stora Enso Hylte AB -4 | CFB | SNCR - Air staging - Flue- gas recirculation - ESP - Scrubber | Pulp and paper | 65 | SW 15 - Solid waste 65 - Bark 20 | 7627 | 65 | 1973
673 | SE | Nymölla Mill | BFB | SNCR - Air staging - Flue- gas recirculation - ESP - scrubber | Pulp and paper | 115 | Bark 58 - HFO 17 - Petroleum gas 8 - Solid fuel (sludge) 17 | 8699 | 49 | NA
674 | SE | Stora Enso Skoghall AB Boiler 11 | BFB | SNCR with SCR - Air staging - Flue-gas recirculation - ESP | Pulp and paper | 179 | Forest R 66 - Bark 18 - Sawdust 9 - Other (sludge) 3.5 - Other (fibre from WWTP) 3.5 | 7847 | 54 | 1977
675 | ES | Zicuñaga | Gas turbine | DLN - Water injection | Pulp and paper | NA | NG | NA | NA | 2008
676 | ES | Ence Navia | BFB | NA | Pulp and paper | 75 | Bark | NA | NA | NA
677 | FI | Metsä Group Simpele | BFB | Air staging - Flue-gas recirculation - ESP | Pulp and paper | 127 | WB 62 - Peat 38 | 8395 | 51 | 1976
678 | FI | Äänevoima Oy | BFB | Air staging - Flue-gas recirculation | Pulp and paper | 173 | Peat 14 - WB 82.5 - Solid Waste 3.5 | 8313 | 58 | 2002
679 | FI | Stora Enso Imatra | BFB | Air staging - Flue-gas recirculation | Pulp and paper | 267 | Bark 100 | NA | NA | 1992
680 | FI | UPM Jämsänkoski | Boiler | Air staging - Flue-gas recirculation | Pulp and paper | 205 | WB 14.1 - Forest R 60.4 - Peat 19.1 - WB 6.3 - HFO 0.1 | 8453 | 52 | 2002
681 | FI | Äänevoima Oy oil | Boiler | Air staging - LNB - multicyclone | Pulp and paper | 93 | HFO | 584 | 23 | 1996
682 | PT | Setubal | BFB | Air staging - Flue-gas recirculation - ESP | Pulp and paper | 134 | Bark 98.5 | 6932 | 52 | 1978
683 | FR | CTBR Tranche 1 - Saint André - La Réunion | GB | Air staging alone - ESP | NA | 101 | Coal 100 | 7270 | 110 | 1992
684 | FR | CTBR Tranche 1 - Saint André - La Réunion | GB | Air staging - ESP | NA | 116 | Herb 64 - Coal 36 | 8712 | 101 | 1992
685 | FR | CTG A Tranche 1 - St Louis - La Réunion | GB | Air staging alone - ESP | NA | 103 | Coal 100 | 7563 | 107 | 1995
686 | FR | CTG A Tranche 1 - St Louis - La Réunion | GB | Air staging - ESP | NA | 128 | Herb 68 - Coal 32 | 8569 | 91 | 1995
687 | FR | CTM Tranche 1 - Le Moule - Guadeloupe | GB | Air staging alone - ESP | NA | 91 | Coal 100 | 7548 | 104 | 1998
688 | FR | CTM Tranche 1 - Le Moule - Guadeloupe | GB | Air staging alone - ESP | NA | 124 | Coal 53.5 - Herb 46.5 | 8047 | 93 | 1998
689 | FR | CTBR 2 - Cambuston - La Réunion | Boiler | Air/fuel staging - ESP | Power | 144 | Coal 100 | 7705 | 108 | 2004
690 | FR | CTG B St Louis - La Réunion | Boiler | LNB - Air/fuel staging - SNCR - ESP | NA | 163 | Coal 100 | 7950 | 97 | 2006
691 | FR | PEI-Port-Est La Réunion | Engine | SCR | Power | 516 | HFO 99.9 | 5500 | 70 | 2012
692 | FR | EDF SEI Lucciana | Gas turbine | Water injection | NA | 140 | Liquid fuel - Gas oil/light fuel oil - Diesel | 2159 | 14 | 2008
693 | PL | Siersza Power Plant | CFB | CFB - ESP | NA | 674 | Coal 86 - Wood 14 | 7800 | 89 | 2001
1000V | Ano ny mo us | Anonymous | DBB | LNB - Air staging - SDA - ESP | Power and district heating | 265 | Coal 97 | 3283 | 99 | 1977
1001V | Ano ny mo us | Anonymous | CFB | Boiler sorbent injection - ESP | District heating | 80 | Coal 100 | 1960 | 75 | 1986
1002V | Ano ny mo us | Anonymous | BFB | Air staging - FGR - ESP - WFGD + FG condenser | Power and district heating | 58 | Wood 78 - Peat 22 | 7430 | 80 | 2009
1003V | Ano ny mo us | Anonymous | BFB | Air staging - FGR - ESP - CHP | Pulp and paper | 295 | Bark 53 - Peat 16 - Forest R 24 - Wood chips 6 | 7106 | 50 | 2002
1004V | Ano ny mo us | Anonymous | CFB | Air staging - ESP | Power and district heating | 325 | Peat 86 - Forest R 10 - Wood 3 - Seeds 1 | 7564 | 97 | 1990
1005V | Ano ny mo us | Anonymous | DBB | LNB - Air staging - FGR - SCR - WFGD - ESP - Supercritical steam - Planned new LNBs in 2013 | Power | 1400 | Coal 100 | 6900 | 87 | 1994
1006V | Ano ny mo us | Anonymous | CCGT | DLN - District heating | Power and district heating | 498 | NG 100 | 6040 | 94 | 2009
1007V | Ano ny mo us | Anonymous | CCGT | Steam injection - District heating | Power and district heating | 167 | NG 100 | 5502 | 75 | 1989
1008V | Ano ny mo us | Anonymous | GasB | LNB | District heating | 45 | NG 100 | 1481 | 59 | 2003
1009V | Ano ny mo us | Anonymous | Liquid B | LNB - Multicyclones | District heating | 45 | HFO 100 | 1481 | 59 | 2003
1010V | Ano ny mo us | Anonymous | GasB | NA | Chemical industry | 873 | Tail oil 21 - NG 58 - Ch. Process gas 16 - HFO 5 | 8760 | 30 | 1972
1011V | Ano ny mo us | Anonymous | GasB | NA | Chemical industry | 434 | Tall oil 28 - NG 44 - Ch. Process gas 21 - HFO 7 | 8760 | 30 | 1972
1012V | Ano ny mo us | Anonymous | BFB | Fuel and air staging - FGR - Scrubber - ESP | Pulp and paper | 120 | Peat 60 - Bark 18 - Coal 12 - Wood chips 7 - HFO 3 | 8344 | 77 | 1984
1013V | Ano ny mo us | Anonymous | CCGT | DLN - NG preheating | Power and district heating | 714 | NG 100 | 7913 | 85 | 2005
1014R | Ano ny mo us | Anonymous | GB | NA | District heating | 166 | Coal 100 | 5100 | 34 | NA
1015R | Ano ny mo us | Anonymous | GB | FGR - BF | NA | 20 | Coal 100 | NA | NA | 1986